## Nandigavi station
S.No | State | Discom | Zone | Zone ID | Name of District | Name of Circle | Name of Block(as per census) | Name of Division | Division ID | Name of Sub-Division | Sub-Division ID | Latitude | Longitude | Name of S/s | S/s ID | Voltage Ratio (in kV) | Capacity (in MVA) | Configuration (in No.s X MVA) | Feeder Code | Feeder Name | Feeder Catefory | NFMS Feeder Category (RURAL/URBAN/INDUSTRIAL/AGRICULTURE/MIXED) | Feeder Length (Rkm) | Feeder Voltage (kV) | Feeder Conductor/Cable Type | Original Commissioning date | Date of R&M Works carried out,if any | S/s Incoming Feeder Name | Feeder Monitored through AMR (Yes/No) | Name of AMR System Integrator | Feeder Monitored through RT-DAS/SCADA (Yes/No) | Name of RT-DAS/SCADA System Integrator | Name of FMS System to be integrated with NFMS | Name of the Scheme under which Feeder has been sanctioned | Meter Sl. No./In case of RT-DAS mention MFM Sl. No. | Meter Protocol (DLMS/Non-DLMS)/ mention NA in case of RT-DAS | Meter Multiplication Factor provided by meter manufacturer | Number of left digits before decimal and Number of right digits after decimal (Roll-over) | Date and Time of Multi-Function Meter Installation (For existing feeders, field is not mandatory) | Capturing of CB status through NA/Meter/Modem/SCADA | Line-PT arrangment (Yes/No) | DTs connected | Total Transformation Capacity of DTs(kVA) | Urban Consumers (domestic /commerical) | Rural Consumers (domestic /commerical) | Industrial Consumers | Agricultural Consumers | Priority Consumers (Water Supply/ Hospital etc. | Name of the Block being supplied by the feeder | Mobile No_JE | Mobile No_EE | Remarks | CIRCLE | DIVISION | SUBDIDVISION | CIRCLE2 | DIVISION2 | SUBDIDVISION2
1 | Karnataka | BESCOM | Chitradurga | 13 | Vijayanagara | Davanagere | Vijayanagara | Harihara | 13103 | TELIGI | 1310304 |  |  | OBAJJIHALLI_66 |  |  |  |  | 1310103902010106 | F08-SRINAGARA CAMP NJY | NJY | Rural | 37.509 |  | Conductor | #N/A | #N/A | #N/A | #N/A | [7 empty] | #N/A | #N/A |  |  |  | #N/A | #N/A | #N/A | #N/A | #N/A | #N/A | #N/A | #N/A | #N/A | #N/A
2 | Karnataka | BESCOM | Chitradurga | 13 | Vijayanagara | Davanagere | Vijayanagara | Harihara | 13103 | TELIGI | 1310304 |  |  | OBAJJIHALLI_66 |  |  |  |  | 1310103902010107 | F09-UDAYAPURA IP | AGRI | Rural | 29.129 |  | Conductor | #N/A | #N/A | #N/A | #N/A | [7 empty] | #N/A | #N/A |  |  |  | #N/A | #N/A | #N/A | #N/A | #N/A | #N/A | #N/A | #N/A | #N/A | #N/A
3 | Karnataka | BESCOM | Chitradurga | 13 | Vijayanagara | Davanagere | Vijayanagara | Harihara | 13103 | HARAPANAHALLI | 1310303 |  |  | ARASIKERE_66 |  |  |  |  | 1310303908010106 | F01-ARASIKERE | NJY | Rural | 35.259 |  | Conductor | #N/A | #N/A | #N/A | #N/A | [7 empty] | #N/A | #N/A |  |  |  | #N/A | #N/A | #N/A | #N/A | #N/A | #N/A | #N/A | #N/A | #N/A | #N/A
4 | Karnataka | BESCOM | Chitradurga | 13 | Vijayanagara | Davanagere | Vijayanagara | Harihara | 13103 | HARAPANAHALLI | 1310303 |  |  | ARASIKERE_66 |  |  |  |  | 1310303908020101 | F06-KASAVANAHALLI | AGRI | Rural | 36.559 |  | Conductor | #N/A | #N/A | #N/A | #N/A | [7 empty] | #N/A | #N/A |  |  |  | #N/A | #N/A | #N/A | #N/A | #N/A | #N/A | #N/A | #N/A | #N/A | #N/A
5 | Karnataka | BESCOM | Chitradurga | 13 | Vijayanagara | Davanagere | Vijayanagara | Harihara | 13103 | HARAPANAHALLI | 1310303 |  |  | ARASIKERE_66 |  |  |  |  | 1310303908020102 | F07-NICHHAVANAHALLI | AGRI | Rural | 39.759 |  | Conductor | #N/A | #N/A | #N/A | #N/A | [7 empty] | #N/A | #N/A |  |  |  | #N/A | #N/A | #N/A | #N/A | #N/A | #N/A | #N/A | #N/A | #N/A | #N/A
6 | Karnataka | BESCOM | Chitradurga | 13 | Vijayanagara | Davanagere | Vijayanagara | Harihara | 13103 | HARAPANAHALLI | 1310303 |  |  | BENNEHALLI_66 |  |  |  |  | 1310303906010101 | F01-SASVIHALLI | AGRI | Rural | 23.009 |  | Conductor | #N/A | #N/A | #N/A | #N/A | [7 empty] | #N/A | #N/A |  |  |  | #N/A | #N/A | 0 | 0 | 0 | 0 | 0 | #N/A | #N/A | #N/A
7 | Karnataka | BESCOM | Chitradurga | 13 | Vijayanagara | Davanagere | Vijayanagara | Harihara | 13103 | HARAPANAHALLI | 1310303 |  |  | BENNEHALLI_66 |  |  |  |  | 1310303906010102 | F02-NEELAVANJI | AGRI | Rural | 19.009 |  | Conductor | #N/A | #N/A | #N/A | #N/A | [7 empty] | #N/A | #N/A |  |  |  | #N/A | #N/A | 0 | 0 | 0 | 0 | 0 | #N/A | #N/A | #N/A
8 | Karnataka | BESCOM | Chitradurga | 13 | Vijayanagara | Davanagere | Vijayanagara | Harihara | 13103 | HARAPANAHALLI | 1310303 |  |  | BENNEHALLI_66 |  |  |  |  | 1310303906010103 | F03-MUTTIGI | NJY | Rural | 35.009 |  | Conductor | #N/A | #N/A | #N/A | #N/A | [7 empty] | #N/A | #N/A |  |  |  | #N/A | #N/A | #N/A | #N/A | #N/A | #N/A | #N/A | #N/A | #N/A | #N/A
9 | Karnataka | BESCOM | Chitradurga | 13 | Vijayanagara | Davanagere | Vijayanagara | Harihara | 13103 | HARAPANAHALLI | 1310303 |  |  | BENNEHALLI_66 |  |  |  |  | 1310303906010104 | F04-BADA | AGRI | Rural | 25.009 |  | Conductor | #N/A | #N/A | #N/A | #N/A | [7 empty] | #N/A | #N/A |  |  |  | #N/A | #N/A | 0 | 0 | 0 | 0 | 0 | #N/A | #N/A | #N/A
10 | Karnataka | BESCOM | Chitradurga | 13 | Vijayanagara | Davanagere | Vijayanagara | Harihara | 13103 | HARAPANAHALLI | 1310303 |  |  | BENNEHALLI_66 |  |  |  |  | 1310303906010105 | F05-CHIGATERI | AGRI | Rural | 20.009 |  | Conductor | #N/A | #N/A | #N/A | #N/A | [7 empty] | #N/A | #N/A |  |  |  | #N/A | #N/A | 0 | 0 | 0 | 0 | 0 | #N/A | #N/A | #N/A
11 | Karnataka | BESCOM | Chitradurga | 13 | Vijayanagara | Davanagere | Vijayanagara | Harihara | 13103 | HARAPANAHALLI | 1310303 |  |  | BENNEHALLI_66 |  |  |  |  | 1310303906020301 | F06-MATTIHALLI | AGRI | Rural | 22.009 |  | Conductor | #N/A | #N/A | #N/A | #N/A | [7 empty] | #N/A | #N/A |  |  |  | #N/A | #N/A | 0 | 0 | 0 | 0 | 0 | #N/A | #N/A | #N/A
12 | Karnataka | BESCOM | Chitradurga | 13 | Vijayanagara | Davanagere | Vijayanagara | Harihara | 13103 | HARAPANAHALLI | 1310303 |  |  | BENNEHALLI_66 |  |  |  |  | 1310303906010106 | F07-NAGARAKONDA NJY | NJY | Rural | 35.009 |  | Conductor | #N/A | #N/A | #N/A | #N/A | [7 empty] | #N/A | #N/A |  |  |  | #N/A | #N/A | 0 | 0 | 0 | 0 | 0 | #N/A | #N/A | #N/A
13 | Karnataka | BESCOM | Chitradurga | 13 | Vijayanagara | Davanagere | Vijayanagara | Harihara | 13103 | HARAPANAHALLI | 1310303 |  |  | BENNEHALLI_66 |  |  |  |  | 1310303906020302 | F08-BENNIHALLI NJY | NJY | Rural | 17.009 |  | Conductor | #N/A | #N/A | #N/A | #N/A | [7 empty] | #N/A | #N/A |  |  |  | #N/A | #N/A | 0 | 0 | 0 | 0 | 0 | #N/A | #N/A | #N/A
14 | Karnataka | BESCOM | Chitradurga | 13 | Vijayanagara | Davanagere | Vijayanagara | Harihara | 13103 | HARAPANAHALLI | 1310303 |  |  | BENNEHALLI_66 |  |  |  |  | 1310303906020303 | F09-HAGARIGUDIHALLI IP | AGRI | Rural | 25.009 |  | Conductor | #N/A | #N/A | #N/A | #N/A | [7 empty] | #N/A | #N/A |  |  |  | #N/A | #N/A | 0 | 0 | 0 | 0 | 0 | #N/A | #N/A | #N/A
15 | Karnataka | BESCOM | Chitradurga | 13 | Vijayanagara | Davanagere | Vijayanagara | Harihara | 13103 | HARAPANAHALLI | 1310303 |  |  | BENNEHALLI_66 |  |  |  |  | 1310303906020304 | F10-GOURIPURA | AGRI | Rural | 28.009 |  | Conductor | #N/A | #N/A | #N/A | #N/A | [7 empty] | #N/A | #N/A |  |  |  | #N/A | #N/A | 0 | 0 | 0 | 0 | 0 | #N/A | #N/A | #N/A
16 | Karnataka | BESCOM | Chitradurga | 13 | Vijayanagara | Davanagere | Vijayanagara | Harihara | 13103 | HARAPANAHALLI | 1310303 |  |  | BENNEHALLI_66 |  |  |  |  | 1310303906020305 | F11-HUNASEHALLI | AGRI | Rural | 20.009 |  | Conductor | #N/A | #N/A | #N/A | #N/A | [7 empty] | #N/A | #N/A |  |  |  | #N/A | #N/A | #N/A | #N/A | #N/A | #N/A | #N/A | #N/A | #N/A | #N/A
17 | Karnataka | BESCOM | Chitradurga | 13 | Vijayanagara | Davanagere | Vijayanagara | Harihara | 13103 | HARAPANAHALLI | 1310303 |  |  | HARAPPANAHALLI_66 |  |  |  |  | 1310303907010101 | F01-BANDRI | AGRI | Rural | 45.529 |  | Conductor | #N/A | #N/A | #N/A | #N/A | [7 empty] | #N/A | #N/A |  |  |  | #N/A | #N/A | 0 | 0 | 0 | 0 | 0 | #N/A | #N/A | #N/A
18 | Karnataka | BESCOM | Chitradurga | 13 | Vijayanagara | Davanagere | Vijayanagara | Harihara | 13103 | HARAPANAHALLI | 1310303 |  |  | HARAPPANAHALLI_66 |  |  |  |  | 1310303907010505 | F02-HULIKATTE NJY | NJY | Rural | 40.459 |  | Conductor | #N/A | #N/A | #N/A | #N/A | [7 empty] | #N/A | #N/A |  |  |  | #N/A | #N/A | 0 | 0 | 0 | 0 | 0 | #N/A | #N/A | #N/A
19 | Karnataka | BESCOM | Chitradurga | 13 | Vijayanagara | Davanagere | Vijayanagara | Harihara | 13103 | HARAPANAHALLI | 1310303 |  |  | HARAPPANAHALLI_66 |  |  |  |  | 1310303907010103 | F03-GOWRIHALLI | AGRI | Rural | 50.459 |  | Conductor | #N/A | #N/A | #N/A | #N/A | [7 empty] | #N/A | #N/A |  |  |  | #N/A | #N/A | 0 | 0 | 0 | 0 | 0 | #N/A | #N/A | #N/A
20 | Karnataka | BESCOM | Chitradurga | 13 | Vijayanagara | Davanagere | Vijayanagara | Harihara | 13103 | HARAPANAHALLI | 1310303 |  |  | HARAPPANAHALLI_66 |  |  |  |  | 1310303907010104 | F04-HARAKANALU | AGRI | Rural | 47.459 |  | Conductor | #N/A | #N/A | #N/A | #N/A | [7 empty] | #N/A | #N/A |  |  |  | #N/A | #N/A | 0 | 0 | 0 | 0 | 0 | #N/A | #N/A | #N/A
21 | Karnataka | BESCOM | Chitradurga | 13 | Vijayanagara | Davanagere | Vijayanagara | Harihara | 13103 | HARAPANAHALLI | 1310303 |  |  | HARAPPANAHALLI_66 |  |  |  |  | 1310303907010105 | F05-YALLAPURA | AGRI | Rural | 50.789 |  | Conductor | #N/A | #N/A | #N/A | #N/A | [7 empty] | #N/A | #N/A |  |  |  | #N/A | #N/A | 0 | 0 | 0 | 0 | 0 | #N/A | #N/A | #N/A
22 | Karnataka | BESCOM | Chitradurga | 13 | Vijayanagara | Davanagere | Vijayanagara | Harihara | 13103 | HARAPANAHALLI | 1310303 |  |  | HARAPPANAHALLI_66 |  |  |  |  | 1310303907010106 | F06-HPHALLI-RURAL-I.P | AGRI | Rural | 37.129 |  | Conductor | #N/A | #N/A | #N/A | #N/A | [7 empty] | #N/A | #N/A |  |  |  | #N/A | #N/A | 0 | 0 | 0 | 0 | 0 | #N/A | #N/A | #N/A
23 | Karnataka | BESCOM | Chitradurga | 13 | Vijayanagara | Davanagere | Vijayanagara | Harihara | 13103 | HARAPANAHALLI | 1310303 |  |  | HARAPPANAHALLI_66 |  |  |  |  | 1310303907010501 | F07-TBWS | WATER WORKS | Rural | 9.589 |  | Conductor | #N/A | #N/A | #N/A | #N/A | [7 empty] | #N/A | #N/A |  |  |  | #N/A | #N/A | 0 | 0 | 0 | 0 | 0 | #N/A | #N/A | #N/A
24 | Karnataka | BESCOM | Chitradurga | 13 | Vijayanagara | Davanagere | Vijayanagara | Harihara | 13103 | HARAPANAHALLI | 1310303 |  |  | HARAPPANAHALLI_66 |  |  |  |  | 1310303907020301 | F08-KADABAGERINJY | NJY | Rural | 47.059 |  | Conductor | #N/A | #N/A | #N/A | #N/A | [7 empty] | #N/A | #N/A |  |  |  | #N/A | #N/A | #N/A | #N/A | #N/A | #N/A | #N/A | #N/A | #N/A | #N/A
25 | Karnataka | BESCOM | Chitradurga | 13 | Vijayanagara | Davanagere | Vijayanagara | Harihara | 13103 | HARAPANAHALLI | 1310303 |  |  | HARAPPANAHALLI_66 |  |  |  |  | 1310303907020302 | F09-BAGALI | AGRI | Rural | 69.409 |  | Conductor | #N/A | #N/A | #N/A | #N/A | [7 empty] | #N/A | #N/A |  |  |  | #N/A | #N/A | #N/A | #N/A | #N/A | #N/A | #N/A | #N/A | #N/A | #N/A
26 | Karnataka | BESCOM | Chitradurga | 13 | Vijayanagara | Davanagere | Vijayanagara | Harihara | 13103 | HARAPANAHALLI | 1310303 |  |  | HARAPPANAHALLI_66 |  |  |  |  | 1310303907020303 | F10-KUMARNAHALLI | AGRI | Rural | 41.009 |  | Conductor | #N/A | #N/A | #N/A | #N/A | [7 empty] | #N/A | #N/A |  |  |  | #N/A | #N/A | 0 | 0 | 0 | 0 | 0 | #N/A | #N/A | #N/A
27 | Karnataka | BESCOM | Chitradurga | 13 | Vijayanagara | Davanagere | Vijayanagara | Harihara | 13103 | HARAPANAHALLI | 1310303 |  |  | HARAPPANAHALLI_66 |  |  |  |  | 1310303907020304 | F11-KODIHALLINJY | NJY | Rural | 52.169 |  | Conductor | #N/A | #N/A | #N/A | #N/A | [7 empty] | #N/A | #N/A |  |  |  | #N/A | #N/A | 0 | 0 | 0 | 0 | 0 | #N/A | #N/A | #N/A
28 | Karnataka | BESCOM | Chitradurga | 13 | Vijayanagara | Davanagere | Vijayanagara | Harihara | 13103 | HARAPANAHALLI | 1310303 |  |  | HARAPPANAHALLI_66 |  |  |  |  | 1310303907020305 | F12-KHANAHALLI | AGRI | Rural | 59.26 |  | Conductor | #N/A | #N/A | #N/A | #N/A | [7 empty] | #N/A | #N/A |  |  |  | #N/A | #N/A | #N/A | #N/A | #N/A | #N/A | #N/A | #N/A | #N/A | #N/A
29 | Karnataka | BESCOM | Chitradurga | 13 | Vijayanagara | Davanagere | Vijayanagara | Harihara | 13103 | HARAPANAHALLI | 1310303 |  |  | HARAPPANAHALLI_66 |  |  |  |  | 1310303907010502 | F13-BUS-STAND | DOMESTIC | Urban | 27.309 |  | Conductor | #N/A | #N/A | #N/A | #N/A | [7 empty] | #N/A | #N/A |  |  |  | #N/A | #N/A | #N/A | #N/A | #N/A | #N/A | #N/A | #N/A | #N/A | #N/A
30 | Karnataka | BESCOM | Chitradurga | 13 | Vijayanagara | Davanagere | Vijayanagara | Harihara | 13103 | HARAPANAHALLI | 1310303 |  |  | HARAPPANAHALLI_66 |  |  |  |  | 1310303907010503 | F14-I.BCIRCLE | DOMESTIC | Urban | 29.709 |  | Conductor | #N/A | #N/A | #N/A | #N/A | [7 empty] | #N/A | #N/A |  |  |  | #N/A | #N/A | #N/A | #N/A | #N/A | #N/A | #N/A | #N/A | #N/A | #N/A
31 | Karnataka | BESCOM | Chitradurga | 13 | Vijayanagara | Davanagere | Vijayanagara | Harihara | 13103 | HARAPANAHALLI | 1310303 |  |  | HARAPPANAHALLI_66 |  |  |  |  | 1310303907010504 | F15-KOTTUR ROAD | DOMESTIC | Urban | 24.209 |  | Conductor | #N/A | #N/A | #N/A | #N/A | [7 empty] | #N/A | #N/A |  |  |  | #N/A | #N/A | #N/A | #N/A | #N/A | #N/A | #N/A | #N/A | #N/A | #N/A
32 | Karnataka | BESCOM | Chitradurga | 13 | Vijayanagara | Davanagere | Vijayanagara | Harihara | 13103 | HARAPANAHALLI | 1310303 |  |  | HARAPPANAHALLI_66 |  |  |  |  | 1310303907020306 | F16-NICHHAPURA | AGRI | Rural | 56.469 |  | Conductor | #N/A | #N/A | #N/A | #N/A | [7 empty] | #N/A | #N/A |  |  |  | #N/A | #N/A | 0 | 0 | 0 | 0 | 0 | #N/A | #N/A | #N/A
33 | Karnataka | BESCOM | Chitradurga | 13 | Vijayanagara | Davanagere | Vijayanagara | Harihara | 13103 | HARAPANAHALLI | 1310303 |  |  | HARAPPANAHALLI_66 |  |  |  |  | 1310303907020307 | F17-KOOLAHALLI NJY | NJY | Rural | 54.719 |  | Conductor | #N/A | #N/A | #N/A | #N/A | [7 empty] | #N/A | #N/A |  |  |  | #N/A | #N/A | 0 | 0 | 0 | 0 | 0 | #N/A | #N/A | #N/A
34 | Karnataka | BESCOM | Chitradurga | 13 | Vijayanagara | Davanagere | Vijayanagara | Harihara | 13103 | HARAPANAHALLI | 1310303 |  |  | HARAPPANAHALLI_66 |  |  |  |  | 1310303907010102 | F18-ANANTANAHALLI-NJY | NJY | Rural | 17.509 |  | Conductor | #N/A | #N/A | #N/A | #N/A | [7 empty] | #N/A | #N/A |  |  |  | #N/A | #N/A | 0 | 0 | 0 | 0 | 0 | #N/A | #N/A | #N/A
35 | Karnataka | BESCOM | Chitradurga | 13 | Vijayanagara | Davanagere | Vijayanagara | Harihara | 13103 | HARAPANAHALLI | 1310303 |  |  | ITTIGI_220 |  |  |  |  | 1310303904010101 | F03-NANDIBEVOOR | AGRI | Rural | 83.929 |  | Conductor | #N/A | #N/A | #N/A | #N/A | [7 empty] | #N/A | #N/A |  |  |  | #N/A | #N/A | 0 | 0 | 0 | 0 | 0 | #N/A | #N/A | #N/A
36 | Karnataka | BESCOM | Chitradurga | 13 | Vijayanagara | Davanagere | Vijayanagara | Harihara | 13103 | HARAPANAHALLI | 1310303 |  |  | ITTIGI_220 |  |  |  |  | 1310303904010102 | F13-KANAVIHALLI | AGRI | Rural | 81.809 |  | Conductor | #N/A | #N/A | #N/A | #N/A | [7 empty] | #N/A | #N/A |  |  |  | #N/A | #N/A | #N/A | #N/A | #N/A | #N/A | #N/A | #N/A | #N/A | #N/A
37 | Karnataka | BESCOM | Chitradurga | 13 | Davanagere | Davanagere | Davanagere | Harihara | 13103 | HARIHARA | 1310301 | 14.4282 | 75.7737 | BANUVALLI_66 | 2201039EF | 66/11 | 20.5 | 12.5X1 + 8X1 | 1310301904010101 | F01-KASHIVISHWANATHA | NJY | Rural | 24.765 | 11 | Conductor | 2015 | 2023-05-01 | 66KV HONNALI | NO | NA | NA | NA | NA | NA | NA | DLMS | 10000 | 5;3 | NA | NA | yes | 39 | 1202 | 0 | 1925 | 44 | 1 | 64 | K. BEVINAHALLI | 9449703210 | 9448279013
38 | Karnataka | BESCOM | Chitradurga | 13 | Davanagere | Davanagere | Davanagere | Harihara | 13103 | HARIHARA | 1310301 | 14.4282 | 75.7737 | BANUVALLI_66 | 2201039EF | 66/11 | 20.5 | 12.5X1 + 8X1 | 1310301904010102 | F02-SHIVANAHALLI | AGRI | Rural | 37.961 | 11 | Conductor | 2005 | 2023-06-06 | 66KV HONNALI | NO | NA | NA | NA | NA | NA | NA | DLMS | 20000 | 5;3 | NA | NA | yes | 75 | 3506 | 0 | 2 | 0 | 183 | 0 | SAMSHIPURA | 9449703210 | 9448279013
39 | Karnataka | BESCOM | Chitradurga | 13 | Davanagere | Davanagere | Davanagere | Harihara | 13103 | HARIHARA | 1310301 | 14.4282 | 75.7737 | BANUVALLI_66 | 2201039EF | 66/11 | 20.5 | 12.5X1 + 8X1 | 1310301904010103 | F03-BELLUDI | AGRI | Rural | 40.614 | 11 | Conductor | 2006 | 2023-06-18 | 66KV HONNALI | NO | NA | NA | NA | NA | NA | NA | DLMS | 20000 | 5;3 | NA | NA | yes | 83 | 4032 | 0 | 7 | 2 | 318 | 0 | BELLUDI | 9449703210 | 9448279013
40 | Karnataka | BESCOM | Chitradurga | 13 | Davanagere | Davanagere | Davanagere | Harihara | 13103 | HARIHARA | 1310301 | 14.4282 | 75.7737 | BANUVALLI_66 | 2201039EF | 66/11 | 20.5 | 12.5X1 + 8X1 | 1310301904010104 | F04-SALAGANAHALLI | AGRI | Rural | 31.714 | 11 | Conductor | 2007 | 2023-07-05 | 66KV HONNALI | NO | NA | NA | NA | NA | NA | NA | DLMS | 20000 | 5;3 | NA | NA | yes | 127 | 4519 | 0 | 0 | 0 | 429 | 0 | BANNIKODU | 9449703210 | 9448279013
41 | Karnataka | BESCOM | Chitradurga | 13 | Davanagere | Davanagere | Davanagere | Harihara | 13103 | HARIHARA | 1310301 | 14.4282 | 75.7737 | BANUVALLI_66 | 2201039EF | 66/11 | 20.5 | 12.5X1 + 8X1 | 1310301904020301 | F05-NJY-ANJANEYA | NJY | Rural | 22.461 | 11 | Conductor | 2013 | 2023-07-19 | 66KV HONNALI | NO | NA | NA | NA | NA | NA | NA | DLMS | 10000 | 5;3 | NA | NA | yes | 89 | 5148 | 0 | 3508 | 61 | 1 | 78 | YAKKEGUDI | 9449703210 | 9448279013
42 | Karnataka | BESCOM | Chitradurga | 13 | Davanagere | Davanagere | Davanagere | Harihara | 13103 | HARIHARA | 1310301 | 14.4282 | 75.7737 | BANUVALLI_66 | 2201039EF | 66/11 | 20.5 | 12.5X1 + 8X1 | 1310301904020302 | F06-BANUVALLI | AGRI | Rural | 40.694 | 11 | Conductor | 2008 | 2023-06-06 | 66KV HONNALI | NO | NA | NA | NA | NA | NA | NA | DLMS | 20000 | 5;3 | NA | NA | yes | 176 | 5859 | 0 | 2 | 0 | 338 | 0 | BANUVALLI | 9449703210 | 9448279013
43 | Karnataka | BESCOM | Chitradurga | 13 | Davanagere | Davanagere | Davanagere | Harihara | 13103 | HARIHARA | 1310301 | 14.4282 | 75.7737 | BANUVALLI_66 | 2201039EF | 66/11 | 20.5 | 12.5X1 + 8X1 | 1310301904020303 | F07-NANDIGAVI-WATER-SUPPLY | WATER WORKS | Rural | 23.794 | 11 | Conductor | 2013 | 2023-06-19 | 66KV HONNALI | NO | NA | NA | NA | NA | NA | NA | DLMS | 10000 | 5;3 | NA | NA | yes | 18 | 864 | 0 | 250 | 8 | 18 | 11 | NANDIGAVI | 9449703210 | 9448279013
44 | Karnataka | BESCOM | Chitradurga | 13 | Davanagere | Davanagere | Davanagere | Harihara | 13103 | HARIHARA | 1310301 | 14.4282 | 75.7737 | BANUVALLI_66 | 2201039EF | 66/11 | 20.5 | 12.5X1 + 8X1 | 1310301904020304 | F08-GURURENUKA | AGRI | Rural | 32.244 | 11 | Conductor | 2006 | 2023-07-25 | 66KV HONNALI | NO | NA | NA | NA | NA | NA | NA | DLMS | 20000 | 5;3 | NA | NA | yes | 83 | 3894 | 0 | 0 | 0 | 549 | 0 | DULEHOLE | 9449703210 | 9448279013
45 | Karnataka | BESCOM | Chitradurga | 13 | Davanagere | Davanagere | Davanagere | Harihara | 13103 | HARIHARA | 1310301 | 14.4282 | 75.7737 | BANUVALLI_66 | 2201039EF | 66/11 | 20.5 | 12.5X1 + 8X1 | 1310301904010105 | F09-HOLESIRIGERE | AGRI | Rural | 47.661 | 11 | Conductor | 2007 | 2023-06-11 | 66KV HONNALI | NO | NA | NA | NA | NA | NA | NA | DLMS | 20000 | 5;3 | NA | NA | yes | 145 | 5268 | 0 | 0 | 0 | 266 | 0 | KAMALAPURA | 9449703210 | 9448279013
46 | Karnataka | BESCOM | Chitradurga | 13 | Davanagere | Davanagere | Davanagere | Harihara | 13103 | HARIHARA | 1310301 | 14.4282 | 75.7737 | BANUVALLI_66 | 2201039EF | 66/11 | 20.5 | 12.5X1 + 8X1 | 1310301904020305 | F10-KAMALAPURA | NJY | Rural | 26.734 | 11 | Conductor | 2014 | 2023-05-15 | 66KV HONNALI | NO | NA | NA | NA | NA | NA | NA | DLMS | 1000 | 5;3 | NA | NA | yes | 60 | 2195 | 0 | 4525 | 0 | 2 | 137 | HOLESIRIGERE | 9449703210 | 9448279013
47 | Karnataka | BESCOM | Chitradurga | 13 | Davanagere | Davanagere | Davanagere | Harihara | 13103 | HARIHARA | 1310301 | 14.4051 | 75.835 | DEVARBELAKERE_66 | 2201050EF | 66/11 | 16 | 8x2 | 1310301909010201 | F01-MYLARALINGESHWARA | NJY | Rural | 29.134 | 11 | Conductor | 2015 | 2023-06-06 | 66KV KUNDURU | NO | NA | NA | NA | NA | NA | NA | DLMS | 20000 | 5;3 | NA | NA | yes | 28 | 1127 | 0 | 1012 | 42 | 0 | 20 | DEVARABELAKERE | 6364336447 | 9448279013
48 | Karnataka | BESCOM | Chitradurga | 13 | Davanagere | Davanagere | Davanagere | Harihara | 13103 | HARIHARA | 1310301 | 14.4051 | 75.835 | DEVARBELAKERE_66 | 2201050EF | 66/11 | 16 | 8x2 | 1310301909010202 | F02-KADLEGONDI | AGRI | Rural | 34.041 | 11 | Conductor | 2006 | 2023-06-18 | 66KV KUNDURU | NO | NA | NA | NA | NA | NA | NA | DLMS | 20000 | 5;3 | NA | NA | yes | 106 | 4109 | 0 | 0 | 40 | 265 | 0 | DEVARABELAKERE | 6364336447 | 9448279013
49 | Karnataka | BESCOM | Chitradurga | 13 | Davanagere | Davanagere | Davanagere | Harihara | 13103 | HARIHARA | 1310301 | 14.4051 | 75.835 | DEVARBELAKERE_66 | 2201050EF | 66/11 | 16 | 8x2 | 1310301909010203 | F03-KARIYAMMA | NJY | Rural | 22.535 | 11 | Conductor | 2016 | 2023-05-01 | 66KV KUNDURU | NO | NA | NA | NA | NA | NA | NA | DLMS | 20000 | 5;3 | NA | NA | yes | 19 | 715 | 0 | 585 | 1 | 0 | 23 | GANGANARASI | 6364336447 | 9448279013
50 | Karnataka | BESCOM | Chitradurga | 13 | Davanagere | Davanagere | Davanagere | Harihara | 13103 | HARIHARA | 1310301 | 14.4051 | 75.835 | DEVARBELAKERE_66 | 2201050EF | 66/11 | 16 | 8x2 | 1310301909010204 | F04-SALAKATTE | AGRI | Rural | 34.421 | 11 | Conductor | 2008 | 2023-06-06 | 66KV KUNDURU | NO | NA | NA | NA | NA | NA | NA | DLMS | 20000 | 5;3 | NA | NA | yes | 175 | 5120 | 0 | 2 | 0 | 383 | 0 | MITTLAKATTE | 6364336447 | 9448279013
51 | Karnataka | BESCOM | Chitradurga | 13 | Davanagere | Davanagere | Davanagere | Harihara | 13103 | HARIHARA | 1310301 | 14.4051 | 75.835 | DEVARBELAKERE_66 | 2201050EF | 66/11 | 16 | 8x2 | 1310301909020201 | F05-MITLAKATTE INDUSTRIAL | INDUSTRIAL | Rural | 19.145 | 11 | Conductor | 2015 | 2023-06-18 | 66KV KUNDURU | NO | NA | NA | NA | NA | NA | NA | DLMS | 20000 | 5;3 | NA | NA | yes | 36 | 1956 | 0 | 589 | 15 | 1 | 10 | MITTLAKATTE | 6364336447 | 9448279013
52 | Karnataka | BESCOM | Chitradurga | 13 | Davanagere | Davanagere | Davanagere | Harihara | 13103 | HARIHARA | 1310301 | 14.4051 | 75.835 | DEVARBELAKERE_66 | 2201050EF | 66/11 | 16 | 8x2 | 1310301909020204 | F06-CHOWDESHWARI AGRI | AGRI | Rural | 13.509 | 11 | Conductor | 2009 | 2023-05-01 | 66KV KUNDURU | NO | NA | NA | NA | NA | NA | NA | DLMS | 20000 | 5;3 | NA | NA | yes | 62 | 2891 | 0 | 0 | 0 | 0 | 0 | MITTLAKATTE | 6364336447 | 9448279013
53 | Karnataka | BESCOM | Chitradurga | 13 | Davanagere | Davanagere | Davanagere | Harihara | 13103 | HARIHARA | 1310301 | 14.4051 | 75.835 | DEVARBELAKERE_66 | 2201050EF | 66/11 | 16 | 8x2 | 1310301909020202 | F07-SHIVAJI | AGRI | Rural | DVG | 11 | Conductor |  | DVG | DVG | NO | NA | NA | NA | NA | NA | NA | DLMS | DVG | 5;3 | NA | NA | yes | #N/A | #N/A | #N/A | #N/A | #N/A | #N/A | #N/A | DVG | DVG | 9448279013
54 | Karnataka | BESCOM | Chitradurga | 13 | Davanagere | Davanagere | Davanagere | Harihara | 13103 | HARIHARA | 1310301 | 14.4051 | 75.835 | DEVARBELAKERE_66 | 2201050EF | 66/11 | 16 | 8x2 | 1310301909020203 | F08-MUDAHADADI | AGRI | Rural | DVG | 11 | Conductor |  | DVG | DVG | NO | NA | NA | NA | NA | NA | NA | DLMS | DVG | 5;3 | NA | NA | yes | #N/A | #N/A | #N/A | #N/A | #N/A | #N/A | #N/A | DVG | DVG | 9448279013
55 | Karnataka | BESCOM | Chitradurga | 13 | Davanagere | Davanagere | Davanagere | Harihara | 13103 | HARIHARA | 1310301 | 14.5498 | 75.8235 | GUTTUR_66 | 2203001BC | 66/11 | 25 | 12.5X1+ 12.5X1 | 1310301902010301 | F01-HARIHAR-W/W | WATER WORKS | Urban | 28.009 | 11 | Conductor | 2008-09-10 | 2023-05-01 | 66KV HALASABALU | NO | NA | NA | NA | NA | NA | NA | DLMS | 20000 | 5;3 | NA | NA | yes | 49 | 5303 | 4159 | 0 | 143 | 7 | 89 | GUDDADHA BEVINAHALLI | 9449875138 | 9448279013
56 | Karnataka | BESCOM | Chitradurga | 13 | Davanagere | Davanagere | Davanagere | Harihara | 13103 | HARIHARA | 1310301 | 14.5498 | 75.8235 | GUTTUR_66 | 2203001BC | 66/11 | 25 | 12.5X1+ 12.5X1 | 1310301902010101 | F02-DOGGALLI | AGRI | Rural | 13.209 | 11 | Conductor | 2008-08-13 | 2023-06-06 | 66KV HALASABALU | NO | NA | NA | NA | NA | NA | NA | DLMS | 20000 | 5;3 | NA | NA | yes | 86 | 2729 | 0 | 5 | 0 | 165 | 0 | SARATHI | 9886423004 | 9448279013
57 | Karnataka | BESCOM | Chitradurga | 13 | Davanagere | Davanagere | Davanagere | Harihara | 13103 | HARIHARA | 1310301 | 14.5498 | 75.8235 | GUTTUR_66 | 2203001BC | 66/11 | 25 | 12.5X1+ 12.5X1 | 1310301902010102 | F03-KHB | DOMESTIC | Urban | 15.0305 | 11 | Conductor | 2012-10-17 | 2023-06-18 | 66KV HALASABALU | NO | NA | NA | NA | NA | NA | NA | DLMS | 20000 | 5;3 | NA | NA | yes | 101 | 10629 | 2503 | 0 | 76 | 2 | 66 | DOGGALLI | 9449875138 | 9448279013
58 | Karnataka | BESCOM | Chitradurga | 13 | Davanagere | Davanagere | Davanagere | Harihara | 13103 | HARIHARA | 1310301 | 14.5498 | 75.8235 | GUTTUR_66 | 2203001BC | 66/11 | 25 | 12.5X1+ 12.5X1 | 1310301902010103 | F09-INDUSTRIAL | INDUSTRIAL | Urban | 16.009 | 11 | Conductor | 2008-08-13 | 2023-07-05 | 66KV HALASABALU | NO | NA | NA | NA | NA | NA | NA | DLMS | 20000 | 5;3 | NA | NA | yes | 58 | 6865 | 1009 | 0 | 0 | 0 | 0 | HARIHARA TOWN | 9449875138 | 9448279013
59 | Karnataka | BESCOM | Chitradurga | 13 | Davanagere | Davanagere | Davanagere | Harihara | 13103 | HARIHARA | 1310301 | 14.5498 | 75.8235 | GUTTUR_66 | 2203001BC | 66/11 | 25 | 12.5X1+ 12.5X1 | 1310301902010302 | F10-HARIHAR | DOMESTIC | Urban | 11.809 | 11 | Conductor | 2008-11-12 | 2023-07-19 | 66KV HALASABALU | NO | NA | NA | NA | NA | NA | NA | DLMS | 20000 | 5;3 | NA | NA | yes | 66 | 8743 | 12072 | 0 | 0 | 0 | 0 | HARIHARA TOWN | 9449875138 | 9448279013
60 | Karnataka | BESCOM | Chitradurga | 13 | Davanagere | Davanagere | Davanagere | Harihara | 13103 | HARIHARA | 1310301 | 14.5498 | 75.8235 | GUTTUR_66 | 2203001BC | 66/11 | 25 | 12.5X1+ 12.5X1 | 1310301902010303 | F11-ANJANEYA | NJY | Rural | 24.809 | 11 | Conductor | 2008-07-08 | 2023-07-19 | 66KV HALASABALU | NO | NA | NA | NA | NA | NA | NA | DLMS | 20000 | 5;3 | NA | NA | yes | 125 | 6525 | 0 | 1523 | 0 | 0 | 15 | BHANUVALLI | 8660688511 | 9448279013
61 | Karnataka | BESCOM | Chitradurga | 13 | Davanagere | Davanagere | Davanagere | Harihara | 13103 | HARIHARA | 1310301 | 14.5498 | 75.8235 | GUTTUR_66 | 2203001BC | 66/11 | 25 | 12.5X1+ 12.5X1 | 1310301902020501 | F13-SARATHI | AGRI | Rural | 47.509 | 11 | Conductor | 2008-07-08 | 2023-06-06 | 66KV HALASABALU | NO | NA | NA | NA | NA | NA | NA | DLMS | 2000 | 5;3 | NA | NA | yes | 112 | 3570 | 0 | 0 | 0 | 361 | 0 | GUTTUR | 9886423004 | 9448279013
62 | Karnataka | BESCOM | Chitradurga | 13 | Davanagere | Davanagere | Davanagere | Harihara | 13103 | HARIHARA | 1310301 | 14.5498 | 75.8235 | GUTTUR_66 | 2203001BC | 66/11 | 25 | 12.5X1+ 12.5X1 | 1310301902020502 | F14-DEETTUR | AGRI | Rural | 47.493 | 11 | Conductor | 2008-09-17 | 2023-06-19 | 66KV HALASABALU | NO | NA | NA | NA | NA | NA | NA | DLMS | 2000 | 5;3 | NA | NA | yes | 124 | 4659 | 0 | 0 | 0 | 525 | 0 | DITUR | 9886423004 | 9448279013
63 | Karnataka | BESCOM | Chitradurga | 13 | Davanagere | Davanagere | Davanagere | Harihara | 13103 | HARIHARA | 1310301 | 14.5498 | 75.8235 | GUTTUR_66 | 2203001BC | 66/11 | 25 | 12.5X1+ 12.5X1 | 1310301902020503 | F15-KARLAHALLI | NJY | Rural | 23.209 | 11 | Conductor | 2008-07-22 | 2023-07-25 | 66KV HALASABALU | NO | NA | NA | NA | NA | NA | NA | DLMS | 2000 | 5;3 | NA | NA | yes | 43 | 1940 | 0 | 1525 | 75 | 0 | 51 | DITUR | 9886423004 | 9448279013
64 | Karnataka | BESCOM | Chitradurga | 13 | Davanagere | Davanagere | Davanagere | Harihara | 13103 | HARIHARA | 1310301 | 14.5498 | 75.8235 | GUTTUR_66 | 2203001BC | 66/11 | 25 | 12.5X1+ 12.5X1 | 1310301902020504 | F16-GANGANARASI | AGRI | Rural | 47.493 | 11 | Conductor | 2008-12-08 | 2023-06-11 | 66KV HALASABALU | NO | NA | NA | NA | NA | NA | NA | DLMS | 2000 | 5;3 | NA | NA | yes | 101 | 3842 | 0 | 5 | 0 | 572 | 0 | DOGGALLI | 9886423004 | 9448279013
65 | Karnataka | BESCOM | Chitradurga | 13 | Davanagere | Davanagere | Davanagere | Harihara | 13103 | HARIHARA | 1310301 | 14.5152 | 75.7878 | HARIHAR-HOSPET_66 | 5104011EF | 66/11 | 25 | 12.5X2 | 1310301907020301 | F05-HARAGANAHALLI | AGRI | Rural | 44.757 | 11 | Conductor | 2005 | 2023-05-01 | 66KV HOSPETE KODIHALU | NO | NA | NA | NA | NA | NA | NA | DLMS | 20000 | 5;3 | NA | NA | yes | 87 | 3216 | 0 | 1 | 1 | 488 | 0 | NANDHITHAVARE | 9886423004 | 9448279013
66 | Karnataka | BESCOM | Chitradurga | 13 | Davanagere | Davanagere | Davanagere | Harihara | 13103 | HARIHARA | 1310301 | 14.5152 | 75.7878 | HARIHAR-HOSPET_66 | 5104011EF | 66/11 | 25 | 12.5X2 | 1310301907020302 | F06-W/W-(RAJ) | WATER WORKS | Rural | 22.869 | 11 | Conductor | 2015 | 2023-05-01 | 66KV HOSPETE KODIHALU | NO | NA | NA | NA | NA | NA | NA | DLMS | 20000 | 5;3 | NA | NA | yes | 11 | 350 | 0 | 0 | 0 | 0 | 0 | KONDAJJI | 9886423004 | 9448279013
67 | Karnataka | BESCOM | Chitradurga | 13 | Davanagere | Davanagere | Davanagere | Harihara | 13103 | HARIHARA | 1310301 | 14.5152 | 75.7878 | HARIHAR-HOSPET_66 | 5104011EF | 66/11 | 25 | 12.5X2 | 1310301907020303 | F07-NANDIGAVI | AGRI | Rural | 44.757 | 11 | Conductor | 2006 | 2023-06-06 | 66KV HOSPETE KODIHALU | NO | NA | NA | NA | NA | NA | NA | DLMS | 20000 | 5;3 | NA | NA | yes | 115 | 4170 | 0 | 0 | 0 | 534 | 0 | HANAGAVADI | 9886423004 | 9448279013
68 | Karnataka | BESCOM | Chitradurga | 13 | Davanagere | Davanagere | Davanagere | Harihara | 13103 | HARIHARA | 1310301 | 14.5152 | 75.7878 | HARIHAR-HOSPET_66 | 5104011EF | 66/11 | 25 | 12.5X2 | 1310301907020304 | F08-RAJANHALLI | AGRI | Rural | 31.761 | 11 | Conductor | 2007 | 2023-06-18 | 66KV HOSPETE KODIHALU | NO | NA | NA | NA | NA | NA | NA | DLMS | 20000 | 5;3 | NA | NA | yes | 71 | 2629 | 0 | 0 | 0 | 255 | 0 | THIMLAPURA | 9886423004 | 9448279013
69 | Karnataka | BESCOM | Chitradurga | 13 | Davanagere | Davanagere | Davanagere | Harihara | 13103 | HARIHARA | 1310301 | 14.5152 | 75.7878 | HARIHAR-HOSPET_66 | 5104011EF | 66/11 | 25 | 12.5X2 | 1310301907020305 | F09-BILASANURU NJY | NJY | Rural | 23.629 | 11 | Conductor | 2016 | 2023-07-05 | 66KV HOSPETE KODIHALU | NO | NA | NA | NA | NA | NA | NA | DLMS | 20000 | 5;3 | NA | NA | yes | 73 | 2732 | 0 | 1688 | 0 | 0 | 79 | HARAGNAHALLI | 9886423004 | 9448279013
70 | Karnataka | BESCOM | Chitradurga | 13 | Davanagere | Davanagere | Davanagere | Harihara | 13103 | HARIHARA | 1310301 | 14.4887 | 75.8055 | HARIHAR_66 | 2203016EF | 66/11 | 25 | 12.5X2 | 1310301901010101 | F01-ANGJANEYA-AGROTECH | DOMESTIC | Urban | 8.429 | 11 | Conductor | 2014-02-13 | 2023-05-15 | 66KV HOSPETE KODIHALU | NO | NA | NA | NA | NA | NA | NA | DLMS | 20000 | 5;3 | NA | NA | yes | 18 | 1726 | 82 | 0 | 0 | 0 | 0 | HARIHARA | 9901924945 | 9448279013
71 | Karnataka | BESCOM | Chitradurga | 13 | Davanagere | Davanagere | Davanagere | Harihara | 13103 | HARIHARA | 1310301 | 14.4887 | 75.8055 | HARIHAR_66 | 2203016EF | 66/11 | 25 | 12.5X2 | 1310301901010102 | F02-BALAJI | INDUSTRIAL | Urban | 10.025 | 11 | Conductor | 2014-02-13 | 2023-06-18 | 66KV HOSPETE KODIHALU | NO | NA | NA | NA | NA | NA | NA | DLMS | 20000 | 5;3 | NA | NA | yes | 25 | 1864 | 542 | 0 | 0 | 0 | 0 | HARIHARA | 9901924945 | 9448279013
72 | Karnataka | BESCOM | Chitradurga | 13 | Davanagere | Davanagere | Davanagere | Harihara | 13103 | HARIHARA | 1310301 | 14.4887 | 75.8055 | HARIHAR_66 | 2203016EF | 66/11 | 25 | 12.5X2 | 1310301901010103 | F03-HARIHARESHWARA | DOMESTIC | Urban | 19.145 | 11 | Conductor | 2014-02-13 | 2023-05-01 | 66KV HOSPETE KODIHALU | NO | NA | NA | NA | NA | NA | NA | DLMS | 20000 | 5;3 | NA | NA | yes | 47 | 6052 | 5866 | 0 | 0 | 0 | 0 | HARIHARA | 9901924945 | 9448279013
73 | Karnataka | BESCOM | Chitradurga | 13 | Davanagere | Davanagere | Davanagere | Harihara | 13103 | HARIHARA | 1310301 | 14.4887 | 75.8055 | HARIHAR_66 | 2203016EF | 66/11 | 25 | 12.5X2 | 1310301901010104 | F04-VIDYANAGARA | DOMESTIC | Urban | 26.669 | 11 | Conductor | 2014-02-13 | 2023-06-06 | 66KV HOSPETE KODIHALU | NO | NA | NA | NA | NA | NA | NA | DLMS | 20000 | 5;3 | NA | NA | yes | 80 | 9655 | 11224 | 0 | 0 | 0 | 0 | AMRAVATHI | 9901924945 | 9448279013
74 | Karnataka | BESCOM | Chitradurga | 13 | Davanagere | Davanagere | Davanagere | Harihara | 13103 | HARIHARA | 1310301 | 14.4887 | 75.8055 | HARIHAR_66 | 2203016EF | 66/11 | 25 | 12.5X2 | 1310301901020101 | F05-VEERABHADRESHWARA | AGRI | Rural | 32.749 | 11 | Conductor | 2014-02-17 | 2023-06-18 | 66KV HOSPETE KODIHALU | NO | NA | NA | NA | NA | NA | NA | DLMS | 20000 | 5;3 | NA | NA | yes | 104 | 5047 | 0 | 0 | 0 | 305 | 0 | KONDAJJI | 9449703210 | 9448279013
75 | Karnataka | BESCOM | Chitradurga | 13 | Davanagere | Davanagere | Davanagere | Harihara | 13103 | HARIHARA | 1310301 | 14.4887 | 75.8055 | HARIHAR_66 | 2203016EF | 66/11 | 25 | 12.5X2 | 1310301901020102 | F07-BASAVESHWARA | AGRI | Rural | 31.685 | 11 | Conductor | 2014-02-13 | 2023-05-01 | 66KV HOSPETE KODIHALU | NO | NA | NA | NA | NA | NA | NA | DLMS | 20000 | 5;3 | NA | NA | yes | 129 | 5244 | 0 | 1 | 0 | 541 | 0 | K. BEVINAHALLI | 9449703210 | 9448279013
76 | Karnataka | BESCOM | Chitradurga | 13 | Davanagere | Davanagere | Davanagere | Harihara | 13103 | HARIHARA | 1310301 | 14.4887 | 75.8055 | HARIHAR_66 | 2203016EF | 66/11 | 25 | 12.5X2 | 1310301901020103 | F08-KIADB-HANAGAVADI | INDUSTRIAL | Rural | 11.545 | 11 | Conductor | 2014-03-11 | 2023-06-06 | 66KV HOSPETE KODIHALU | NO | NA | NA | NA | NA | NA | NA | DLMS | 20000 | 5;3 | NA | NA | yes | 27 | 3543 | 0 | 125 | 68 | 3 | 10 | HANAGAVADI | 9449703210 | 9448279013
77 | Karnataka | BESCOM | Chitradurga | 13 | Davanagere | Davanagere | Davanagere | Harihara | 13103 | HARIHARA | 1310301 | 14.4887 | 75.8055 | HARIHAR_66 | 2203016EF | 66/11 | 25 | 12.5X2 | 1310301901020104 | F09-KNNL-LIFT-IRRIGATION | LIFT IRRIGATION | Rural | 7.745 | 11 | Conductor | 2014-07-01 | 2023-06-18 | 66KV HOSPETE KODIHALU | NO | NA | NA | NA | NA | NA | NA | DLMS | 30000 | 5;3 | NA | NA | yes | 11 | 688 | 0 | 0 | 0 | 0 | 0 | HALASABAL | 9449703210 | 9448279013
78 | Karnataka | BESCOM | Chitradurga | 13 | Davanagere | Davanagere | Davanagere | Harihara | 13103 | HARIHARA | 1310301 | 14.5956 | 75.8449 | KURUBARAHALLI_66 | 2203015EF | 66/11 | 20.5 | 8X1+12.5 | 1310301903010101 | F01-TUMBIGERI | AGRI | Rural | 52.809 | 11 | Conductor | #N/A | #N/A | #N/A | NO | NA | NA | NA | NA | NA | NA | DLMS | #N/A | #N/A | NA | NA | yes | #N/A | #N/A | #N/A | #N/A | #N/A | #N/A | #N/A | #N/A | #N/A | 9448279013
79 | Karnataka | BESCOM | Chitradurga | 13 | Davanagere | Davanagere | Davanagere | Harihara | 13103 | HARIHARA | 1310301 | 14.5956 | 75.8449 | KURUBARAHALLI_66 | 2203015EF | 66/11 | 20.5 | 8X1+12.5 | 1310301903010102 | F02-VATAGANAHALLI | AGRI | Rural | 32.521 | 11 | Conductor | 2008 | 2023-07-19 | 66KV TELAGI | NO | NA | NA | NA | NA | NA | NA | DLMS | 20000 | 5;3 | NA | NA | yes | 68 | 2065 | 0 | 0 | 0 | 187 | 0 | BULLAPURA | 9886423004 | 9448279013
80 | Karnataka | BESCOM | Chitradurga | 13 | Davanagere | Davanagere | Davanagere | Harihara | 13103 | HARIHARA | 1310301 | 14.5956 | 75.8449 | KURUBARAHALLI_66 | 2203015EF | 66/11 | 20.5 | 8X1+12.5 | 1310301903010103 | F04-SHANTINAGARA | AGRI | Rural | 47.459 | 11 | Conductor | #N/A | #N/A | #N/A | NO | NA | NA | NA | NA | NA | NA | DLMS | #N/A | #N/A | NA | NA | yes | #N/A | #N/A | #N/A | #N/A | #N/A | #N/A | #N/A | #N/A | #N/A | 9448279013
81 | Karnataka | BESCOM | Chitradurga | 13 | Davanagere | Davanagere | Davanagere | Harihara | 13103 | HARIHARA | 1310301 | 14.5956 | 75.8449 | KURUBARAHALLI_66 | 2203015EF | 66/11 | 20.5 | 8X1+12.5 | 1310301903020301 | F05-CHIKKABIDARI | AGRI | Rural | 38.509 | 11 | Conductor | 2005 | 2023-06-06 | 66KV TELAGI | NO | NA | NA | NA | NA | NA | NA | DLMS | 20000 | 5;3 | NA | NA | yes | 104 | 3894 | 0 | 0 | 0 | 493 | 0 | SARATHI | 9886423004 | 9448279013
82 | Karnataka | BESCOM | Chitradurga | 13 | Davanagere | Davanagere | Davanagere | Harihara | 13103 | HARIHARA | 1310301 | 14.5956 | 75.8449 | KURUBARAHALLI_66 | 2203015EF | 66/11 | 20.5 | 8X1+12.5 | 1310301903020302 | F06-NEW-SARATHI | AGRI | Rural | 32.509 | 11 | Conductor | 2005 | 2023-06-19 | 66KV TELAGI | NO | NA | NA | NA | NA | NA | NA | DLMS | 20000 | 5;3 | NA | NA | yes | 91 | 3630 | 0 | 0 | 0 | 435 | 0 | SARATHI | 9886423004 | 9448279013
83 | Karnataka | BESCOM | Chitradurga | 13 | Davanagere | Davanagere | Davanagere | Harihara | 13103 | HARIHARA | 1310301 | 14.5956 | 75.8449 | KURUBARAHALLI_66 | 2203015EF | 66/11 | 20.5 | 8X1+12.5 | 1310301903020303 | F07-KONDAJJI | AGRI | Rural | 41.641 | 11 | Conductor | 2005 | 2023-07-25 | 66KV TELAGI | NO | NA | NA | NA | NA | NA | NA | DLMS | 20000 | 5;3 | NA | NA | yes | 145 | 5408 | 0 | 0 | 0 | 707 | 0 | KONDAJJI | 9886423004 | 9448279013
84 | Karnataka | BESCOM | Chitradurga | 13 | Davanagere | Davanagere | Davanagere | Harihara | 13103 | HARIHARA | 1310301 | 14.5956 | 75.8449 | KURUBARAHALLI_66 | 2203015EF | 66/11 | 20.5 | 8X1+12.5 | 1310301903020304 | F08-KENCHANAHALLI | AGRI | Rural | 47.417 | 11 | Conductor | 2005 | 2023-06-11 | 66KV TELAGI | NO | NA | NA | NA | NA | NA | NA | DLMS | 20000 | 5;3 | NA | NA | yes | 115 | 4494 | 0 | 0 | 0 | 430 | 0 | BULLAPURA | 9886423004 | 9448279013
85 | Karnataka | BESCOM | Chitradurga | 13 | Davanagere | Davanagere | Davanagere | Harihara | 13103 | HARIHARA | 1310301 | 14.5956 | 75.8449 | KURUBARAHALLI_66 | 2203015EF | 66/11 | 20.5 | 8X1+12.5 | 1310301903010104 | F09-KONDAJJI-WATER-WORKS | NJY | Rural | 27.509 | 11 | Conductor | 2017 | 2023-05-15 | 66KV TELAGI | NO | NA | NA | NA | NA | NA | NA | DLMS | 20000 | 5;3 | NA | NA | yes | 87 | 4633 | 0 | 1695 | 44 | 0 | 80 | KONDAJJI | 9886423004 | 9448279013
86 | Karnataka | BESCOM | Chitradurga | 13 | Davanagere | Davanagere | Davanagere | Harihara | 13103 | HARIHARA | 1310301 | 14.5956 | 75.8449 | KURUBARAHALLI_66 | 2203015EF | 66/11 | 20.5 | 8X1+12.5 | 1310301903020305 | F10-KALPATARU NJY | NJY | Rural | 26.365 | 11 | Conductor | 2014 | 2023-06-18 | 66KV TELAGI | NO | NA | NA | NA | NA | NA | NA | DLMS | 1000 | 5;3 | NA | NA | yes | 49 | 2853 | 0 | 1229 | 0 | 0 | 55 | KONDAJJI | 9886423004 | 9448279013
87 | Karnataka | BESCOM | Chitradurga | 13 | Davanagere | Davanagere | Davanagere | Harihara | 13103 | HARIHARA | 1310301 | 14.5956 | 75.8449 | KURUBARAHALLI_66 | 2203015EF | 66/11 | 20.5 | 8X1+12.5 | 1310301903010106 | F11-DUGGAVATHI | NJY | Rural | 29.579 | 11 | Conductor | #N/A | #N/A | #N/A | NO | NA | NA | NA | NA | NA | NA | DLMS | #N/A | #N/A | NA | NA | yes | #N/A | #N/A | #N/A | #N/A | #N/A | #N/A | #N/A | #N/A | #N/A | 9448279013
88 | Karnataka | BESCOM | Chitradurga | 13 | Davanagere | Davanagere | Davanagere | Harihara | 13103 | HARIHARA | 1310301 | 14.3652 | 75.7445 | MALEBENNUR_66 | 2201022EF | 66/11 | 25 | 12.5X2 | 1310301905010101 | F01-KOKKANUR | AGRI | Rural | 32.521 | 11 | Conductor | 2005 | 2023-05-01 | 66KV KUNDURU | NO | NA | NA | NA | NA | NA | NA | DLMS | 20000 | 5;3 | NA | NA | yes | 282 | 8934 | 0 | 1 | 0 | 416 | 0 | GUDDADHA BEVINAHALLI | 6364336447 | 9448279013
89 | Karnataka | BESCOM | Chitradurga | 13 | Davanagere | Davanagere | Davanagere | Harihara | 13103 | HARIHARA | 1310301 | 14.3652 | 75.7445 | MALEBENNUR_66 | 2201022EF | 66/11 | 25 | 12.5X2 | 1310301905010102 | F02-CHOWDESHWARI | AGRI | Rural | 19.829 | 11 | Conductor | 2015 | 2023-06-06 | 66KV KUNDURU | NO | NA | NA | NA | NA | NA | NA | DLMS | 20000 | 5;3 | NA | NA | yes | 96 | 5023 | 0 | 105 | 15 | 189 | 1 | NANDIGUDI | 9886423004 | 9448279013
90 | Karnataka | BESCOM | Chitradurga | 13 | Davanagere | Davanagere | Davanagere | Harihara | 13103 | HARIHARA | 1310301 | 14.3652 | 75.7445 | MALEBENNUR_66 | 2201022EF | 66/11 | 25 | 12.5X2 | 1310301905010103 | F03-HALIVANA | AGRI | Rural | 38.069 | 11 | Conductor | 2005 | 2023-06-06 | 66KV KUNDURU | NO | NA | NA | NA | NA | NA | NA | DLMS | 20000 | 5;3 | NA | NA | yes | 355 | 11088 | 0 | 1 | 0 | 347 | 0 | BANNIKODU | 6364336447 | 9448279013
91 | Karnataka | BESCOM | Chitradurga | 13 | Davanagere | Davanagere | Davanagere | Harihara | 13103 | HARIHARA | 1310301 | 14.3652 | 75.7445 | MALEBENNUR_66 | 2201022EF | 66/11 | 25 | 12.5X2 | 1310301905010104 | F04-GOVINAHAL | AGRI | Rural | 39.133 | 11 | Conductor | 2005 | 2023-06-18 | 66KV KUNDURU | NO | NA | NA | NA | NA | NA | NA | DLMS | 20000 | 5;3 | NA | NA | yes | 207 | 6558 | 0 | 30 | 0 | 557 | 0 | BELLUDI | 6364336447 | 9448279013
92 | Karnataka | BESCOM | Chitradurga | 13 | Davanagere | Davanagere | Davanagere | Harihara | 13103 | HARIHARA | 1310301 | 14.3652 | 75.7445 | MALEBENNUR_66 | 2201022EF | 66/11 | 25 | 12.5X2 | 1310301905020301 | F05-NANDITAVARE | AGRI | Rural | 42.857 | 11 | Conductor | 2005 | 2023-07-05 | 66KV KUNDURU | NO | NA | NA | NA | NA | NA | NA | DLMS | 20000 | 5;3 | NA | NA | yes | 155 | 6109 | 0 | 2 | 1 | 575 | 0 | K. BEVINAHALLI | 6364336447 | 9448279013
93 | Karnataka | BESCOM | Chitradurga | 13 | Davanagere | Davanagere | Davanagere | Harihara | 13103 | HARIHARA | 1310301 | 14.3652 | 75.7445 | MALEBENNUR_66 | 2201022EF | 66/11 | 25 | 12.5X2 | 1310301905020101 | F06-BUDIHAL | AGRI | Rural | 45.441 | 11 | Conductor | 2005 | 2023-07-19 | 66KV KUNDURU | NO | NA | NA | NA | NA | NA | NA | DLMS | 20000 | 5;3 | NA | NA | yes | 194 | 6197 | 0 | 3 | 1 | 483 | 0 | BELLUDI | 6364336447 | 9448279013
94 | Karnataka | BESCOM | Chitradurga | 13 | Davanagere | Davanagere | Davanagere | Harihara | 13103 | HARIHARA | 1310301 | 14.3652 | 75.7445 | MALEBENNUR_66 | 2201022EF | 66/11 | 25 | 12.5X2 | 1310301905020302 | F07-INDUSTRIAL | INDUSTRIAL | Rural | 25.149 | 11 | Conductor | 2015 | 2023-06-06 | 66KV KUNDURU | NO | NA | NA | NA | NA | NA | NA | DLMS | 20000 | 5;3 | NA | NA | yes | 24 | 1114 | 0 | 172 | 15 | 9 | 15 | MALEBENNUR | 6364336447 | 9448279013
95 | Karnataka | BESCOM | Chitradurga | 13 | Davanagere | Davanagere | Davanagere | Harihara | 13103 | HARIHARA | 1310301 | 14.3652 | 75.7445 | MALEBENNUR_66 | 2201022EF | 66/11 | 25 | 12.5X2 | 1310301905020303 | F08-JIGALI | AGRI | Rural | 44.757 | 11 | Conductor | 2005 | 2023-06-19 | 66KV KUNDURU | NO | NA | NA | NA | NA | NA | NA | DLMS | 20000 | 5;3 | NA | NA | yes | 171 | 4969 | 0 | 2 | 1 | 610 | 0 | SAMSHIPURA | 6364336447 | 9448279013
96 | Karnataka | BESCOM | Chitradurga | 13 | Davanagere | Davanagere | Davanagere | Harihara | 13103 | HARIHARA | 1310301 | 14.3652 | 75.7445 | MALEBENNUR_66 | 2201022EF | 66/11 | 25 | 12.5X2 | 1310301905020304 | F09-SRI-RANGANATHA--NJY | NJY | Rural | 27.509 | 11 | Conductor | 2014 | 2023-07-25 | 66KV KUNDURU | NO | NA | NA | NA | NA | NA | NA | DLMS | 20000 | 5;3 | NA | NA | yes | 30 | 1328 | 0 | 1645 | 31 | 0 | 46 | SAMSHIPURA | 6364336447 | 9448279013
97 | Karnataka | BESCOM | Chitradurga | 13 | Davanagere | Davanagere | Davanagere | Harihara | 13103 | HARIHARA | 1310301 | 14.3652 | 75.7445 | MALEBENNUR_66 | 2201022EF | 66/11 | 25 | 12.5X2 | 1310301905020305 | F10-GUDADAHALLI-NJY | NJY | Rural | 30.609 | 11 | Conductor | 2013 | 2023-06-11 | 66KV KUNDURU | NO | NA | NA | NA | NA | NA | NA | DLMS | 10000 | 5;3 | NA | NA | yes | 54 | 2294 | 0 | 1985 | 44 | 0 | 67 | GUTTUR | 6364336447 | 9448279013
98 | Karnataka | BESCOM | Chitradurga | 13 | Davanagere | Davanagere | Davanagere | Harihara | 13103 | HARIHARA | 1310301 | 14.3652 | 75.7445 | MALEBENNUR_66 | 2201022EF | 66/11 | 25 | 12.5X2 | 1310301905020306 | F11-KUNIBELEKERI-NJY | NJY | Rural | 25.149 | 11 | Conductor | 2016 | 2023-05-15 | 66KV KUNDURU | NO | NA | NA | NA | NA | NA | NA | DLMS | 10000 | 5;3 | NA | NA | yes | 40 | 2617 | 0 | 2485 | 37 | 0 | 65 | KUNEBELEKERE | 6364336447 | 9448279013
99 | Karnataka | BESCOM | Chitradurga | 13 | Davanagere | Davanagere | Davanagere | Harihara | 13103 | HARIHARA | 1310301 | 14.3652 | 75.7445 | MALEBENNUR_66 | 2201022EF | 66/11 | 25 | 12.5X2 | 1310301905020307 | F12-HINDASAGATTA NJY | NJY | Rural | 27.509 | 11 | Conductor | 2015 | 2023-06-18 | 66KV KUNDURU | NO | NA | NA | NA | NA | NA | NA | DLMS | 1000 | 5;3 | NA | NA | yes | 68 | 2516 | 0 | 2706 | 28 | 1 | 98 | GUDDADHA BEVINAHALLI | 6364336447 | 9448279013
100 | Karnataka | BESCOM | Chitradurga | 13 | Davanagere | Davanagere | Davanagere | Harihara | 13103 | HARIHARA | 1310301 | 14.3652 | 75.7445 | MALEBENNUR_66 | 2201022EF | 66/11 | 25 | 12.5X2 | 1310301905020502 | F13-MALEBENNURU | NJY | Rural | 26.509 | 11 | Conductor | 2015 | 2023-06-18 | 66KV KUNDURU | NO | NA | NA | NA | NA | NA | NA | DLMS | 20000 | 5;3 | NA | NA | yes | 89 | 7773 | 0 | 0 | 0 | 0 | 0 | MALEBENNUR | 9886423004 | 9448279013
101 | Karnataka | BESCOM | Chitradurga | 13 | Davanagere | Davanagere | Davanagere | Harihara | 13103 | HARIHARA | 1310301 | 14.3652 | 75.7445 | MALEBENNUR_66 | 2201022EF | 66/11 | 25 | 12.5X2 | 1310301905020501 | F14-KOMARANAHALLI | AGRI | Rural | 41.717 | 11 | Conductor | 2015 | 2023-06-18 | 66KV KUNDURU | NO | NA | NA | NA | NA | NA | NA | DLMS | 20000 | 5;3 | NA | NA | yes | 119 | 4973 | 0 | 0 | 0 | 0 | 0 | MALEBENNUR | 9886423004 | 9448279013
102 | Karnataka | BESCOM | Chitradurga | 13 | Davanagere | Davanagere | Davanagere | Harihara | 13103 | HARIHARA | 1310301 | 14.4739 | 75.7278 | NANDIGAVI_66 | 2104C1442 | 66/11 | 8 | 8 | 1310301910010101 | F01-VAYUPUTRA | AGRI | Rural | 11.509 | 11 | Conductor | 2025-01-18 | NA | 66KV BANUVALLI | NO | NA | NA | NA | NA | NA | NA | DLMS | 20000 | 5;3 | NA | NA | yes | 55 | 3525 | 0 | 0 | 0 | 325 | 0 | DULEHOLE | 9886423004 | 9448279013
103 | Karnataka | BESCOM | Chitradurga | 13 | Davanagere | Davanagere | Davanagere | Harihara | 13103 | HARIHARA | 1310301 | 14.4739 | 75.7278 | NANDIGAVI_66 | 2104C1442 | 66/11 | 8 | 8 | 1310301910010102 | F02-SIDDESHWARA | NJY | Rural | 12.009 | 11 | Conductor | 2025-01-18 | NA | 66KV BANUVALLI | NO | NA | NA | NA | NA | NA | NA | DLMS | 20000 | 5;3 | NA | NA | yes | 65 | 4500 | 0 | 852 | 0 | 0 | 12 | HARAGANAHALLI | 9886423004 | 9448279013
104 | Karnataka | BESCOM | Chitradurga | 13 | Davanagere | Davanagere | Davanagere | Harihara | 13103 | HARIHARA | 1310301 | 14.4739 | 75.7278 | NANDIGAVI_66 | 2104C1442 | 66/11 | 8 | 8 | 1310301910010103 | F03-GUNDIBASAVESHWARA | AGRI | Rural | 11.509 | 11 | Conductor | 2025-01-18 | NA | 66KV BANUVALLI | NO | NA | NA | NA | NA | NA | NA | DLMS | 20000 | 5;3 | NA | NA | yes | 35 | 3500 | 0 | 0 | 0 | 420 | 0 | KARALAHALLI | 9886423004 | 9448279013
105 | Karnataka | BESCOM | Chitradurga | 13 | Davanagere | Davanagere | Davanagere | Harihara | 13103 | HARIHARA | 1310301 | 14.4739 | 75.7278 | NANDIGAVI_66 | 2104C1442 | 66/11 | 8 | 8 | 1310301910010104 | F04-KOTRESHWARA | NJY | Rural | 12.509 | 11 | Conductor | 2025-01-18 | NA | 66KV BANUVALLI | NO | NA | NA | NA | NA | NA | NA | DLMS | 20000 | 5;3 | NA | NA | yes | 45 | 3875 | 0 | 956 | 0 | 0 | 18 | DULEHOLE | 9886423004 | 9448279013
106 | Karnataka | BESCOM | Chitradurga | 13 | Davanagere | Davanagere | Davanagere | Harihara | 13103 | HARIHARA | 1310301 | 14.4142 | 75.6554 | NANDIGUDI_66 | 2201031EF | 66/11 | 20.5 | 12.5X1+ 8X1 | 1310301906010101 | F01-MUGINAGONDI IP | AGRI | Rural | 49.509 | 11 | Conductor | 2025-01-18 | NA | 66KV BANUVALLI | NO | NA | NA | NA | NA | NA | NA | DLMS | 20000 | 5;3 | NA | NA | yes | 192 | 7136 | 0 | 6 | 0 | 1327 | 0 | MALEBENNUR | 9886423004 | 9448279013
107 | Karnataka | BESCOM | Chitradurga | 13 | Davanagere | Davanagere | Davanagere | Harihara | 13103 | HARIHARA | 1310301 | 14.4142 | 75.6554 | NANDIGUDI_66 | 2201031EF | 66/11 | 20.5 | 12.5X1+ 8X1 | 1310301906010102 | F02-NANDIGUDI | AGRI | Rural | 38.601 | 11 | Conductor | 2005 | 2023-06-06 | 66KV BANUVALLI | NO | NA | NA | NA | NA | NA | NA | DLMS | 20000 | 5;3 | NA | NA | yes | 78 | 3493 | 0 | 5 | 40 | 226 | 0 | JIGALI | 6364336447 | 9448279013
108 | Karnataka | BESCOM | Chitradurga | 13 | Davanagere | Davanagere | Davanagere | Harihara | 13103 | HARIHARA | 1310301 | 14.4142 | 75.6554 | NANDIGUDI_66 | 2201031EF | 66/11 | 20.5 | 12.5X1+ 8X1 | 1310301906010103 | F03-K.N-HALLI | AGRI | Rural | 46.509 | 11 | Conductor | 2005 | 2023-06-18 | 66KV BANUVALLI | NO | NA | NA | NA | NA | NA | NA | DLMS | 20000 | 5;3 | NA | NA | yes | 137 | 3933 | 0 | 0 | 1 | 355 | 0 | SAMSHIPURA | 6364336447 | 9448279013
109 | Karnataka | BESCOM | Chitradurga | 13 | Davanagere | Davanagere | Davanagere | Harihara | 13103 | HARIHARA | 1310301 | 14.4142 | 75.6554 | NANDIGUDI_66 | 2201031EF | 66/11 | 20.5 | 12.5X1+ 8X1 | 1310301906010104 | F04-BHAYRANAPADA | AGRI | Rural | 40.209 | 11 | Conductor | 2005 | 2023-07-05 | 66KV BANUVALLI | NO | NA | NA | NA | NA | NA | NA | DLMS | 20000 | 5;3 | NA | NA | yes | 127 | 4748 | 0 | 0 | 0 | 449 | 0 | GANGANARSI | 6364336447 | 9448279013
110 | Karnataka | BESCOM | Chitradurga | 13 | Davanagere | Davanagere | Davanagere | Harihara | 13103 | HARIHARA | 1310301 | 14.4142 | 75.6554 | NANDIGUDI_66 | 2201031EF | 66/11 | 20.5 | 12.5X1+ 8X1 | 1310301906010106 | F05-KONANATHALE | AGRI | Rural | 20.8697 | 11 | Conductor | #N/A | #N/A | #N/A | NO | NA | NA | NA | NA | NA | NA | DLMS | #N/A | #N/A | NA | NA | yes | 65 | 4250 | #N/A | #N/A | #N/A | #N/A | #N/A | #N/A | #N/A | 9448279013
111 | Karnataka | BESCOM | Chitradurga | 13 | Davanagere | Davanagere | Davanagere | Harihara | 13103 | HARIHARA | 1310301 | 14.4142 | 75.6554 | NANDIGUDI_66 | 2201031EF | 66/11 | 20.5 | 12.5X1+ 8X1 | 1310301906020301 | F06-HULIGANAHOLE | AGRI | Rural | 41.209 | 11 | Conductor | 2005 | 2023-07-19 | 66KV BANUVALLI | NO | NA | NA | NA | NA | NA | NA | DLMS | 20000 | 5;3 | NA | NA | yes | 59 | 2404 | 0 | 0 | 0 | 345 | 0 | HANAGAVADI | 6364336447 | 9448279013
112 | Karnataka | BESCOM | Chitradurga | 13 | Davanagere | Davanagere | Davanagere | Harihara | 13103 | HARIHARA | 1310301 | 14.4142 | 75.6554 | NANDIGUDI_66 | 2201031EF | 66/11 | 20.5 | 12.5X1+ 8X1 | 1310301906020302 | F07-VASANA | AGRI | Rural | 39.361 | 11 | Conductor | 2005 | 2023-06-06 | 66KV BANUVALLI | NO | NA | NA | NA | NA | NA | NA | DLMS | 20000 | 5;3 | NA | NA | yes | 88 | 3706 | 0 | 3 | 0 | 235 | 1 | NITTURU | 6364336447 | 9448279013
113 | Karnataka | BESCOM | Chitradurga | 13 | Davanagere | Davanagere | Davanagere | Harihara | 13103 | HARIHARA | 1310301 | 14.4142 | 75.6554 | NANDIGUDI_66 | 2201031EF | 66/11 | 20.5 | 12.5X1+ 8X1 | 1310301906020303 | F08-MARALAHALLI | AGRI | Rural | 38.509 | 11 | Conductor | 2005 | 2023-06-19 | 66KV BANUVALLI | NO | NA | NA | NA | NA | NA | NA | DLMS | 20000 | 5;3 | NA | NA | yes | 101 | 3795 | 0 | 0 | 0 | 270 | 0 | DEVARABELAKERE | 6364336447 | 9448279013
114 | Karnataka | BESCOM | Chitradurga | 13 | Davanagere | Davanagere | Davanagere | Harihara | 13103 | HARIHARA | 1310301 | 14.4142 | 75.6554 | NANDIGUDI_66 | 2201031EF | 66/11 | 20.5 | 12.5X1+ 8X1 | 1310301906010105 | F09-WATER-SUPPLY | WATER WORKS | Rural | 12.509 | 11 | Conductor | 2015 | 2023-07-25 | 66KV BANUVALLI | NO | NA | NA | NA | NA | NA | NA | DLMS | 20000 | 5;3 | NA | NA | yes | 43 | 1932 | 0 | 2175 | 34 | 15 | 72 | UKKADAGATRI | 6364336447 | 9448279013
115 | Karnataka | BESCOM | Chitradurga | 13 | Davanagere | Davanagere | Davanagere | Harihara | 13103 | HARIHARA | 1310301 | 14.4142 | 75.6554 | NANDIGUDI_66 | 2201031EF | 66/11 | 20.5 | 12.5X1+ 8X1 | 1310301906020304 | F10-INDUSRTIAL | INDUSTRIAL | Urban | 15.209 | 11 | Conductor | 2015 | 2023-07-25 | 66KV BANUVALLI | NO | NA | NA | NA | NA | NA | NA | DLMS | 20000 | 5;3 | NA | NA | yes | 34 | 3080 | 526 | 0 | 0 | 0 | 0 | MALEBENNUR | 9886423004 | 9448279013
116 | Karnataka | BESCOM | Chitradurga | 13 | Davanagere | Davanagere | Davanagere | Harihara | 13103 | HARIHARA | 1310301 | 14.4142 | 75.6554 | NANDIGUDI_66 | 2201031EF | 66/11 | 20.5 | 12.5X1+ 8X1 | 1310301906010302 | F11-MARKANDESWARA | NJY | Rural | 19.829 | 11 | Conductor | 2015 | 2023-05-15 | 66KV BANUVALLI | NO | NA | NA | NA | NA | NA | NA | DLMS | 10000 | 5;3 | NA | NA | yes | 30 | 2665 | 0 | 1112 | 28 | 0 | 49 | MALEBENNUR | 6364336447 | 9448279013
117 | Karnataka | BESCOM | Chitradurga | 13 | Davanagere | Davanagere | Davanagere | Harihara | 13103 | HARIHARA | 1310301 | 14.4142 | 75.6554 | NANDIGUDI_66 | 5104020DF | 66/11 | 20.5 | 12.5X1+ 8X1 | 1310301906010301 | F12-TUNGA BHDRA | NJY | Rural | 26.149 | 11 | Conductor | 2014 | 2023-06-06 | 66KV BANUVALLI | NO | NA | NA | NA | NA | NA | NA | DLMS | 10000 | 5;3 | NA | NA | yes | 32 | 1340 | 0 | 1120 | 17 | 0 | 28 | MARALHALLI | 6364336447 | 9448279013
118 | Karnataka | BESCOM | Chitradurga | 13 | Davanagere | Davanagere | Davanagere | Harihara | 13103 | HARIHARA | 1310301 | 14.4183 | 75.6194 | TUMMINAKATTE_33 | 5104020DF | 33/11 | 20.5 | 12.5X1+ 8X1 | 1310301908010101 | F02-UKKADAGATRI | AGRI | Rural | 27.509 | 11 | Conductor | 2005 | 2023-06-18 | 110/33KV TIMINAKATTE | NO | NA | NA | NA | NA | NA | NA | DLMS | #N/A | 5;3 | NA | NA | yes | 99 | 3430 | 0 | 2 | 0 | 361 | 0 | DEVARABELAKERE | 9886423004 | 9448279013
119 | Karnataka | BESCOM | Chitradurga | 13 | Davanagere | Davanagere | Davanagere | Harihara | 13103 | HONNALI | 1310302 |  |  | CHIKKAGONIGERE_66 |  |  |  |  | 1310302909010101 | F01-HONNURU VADDARAHATTI IP | AGRI | Rural | 35.668 |  | Conductor | #N/A | #N/A | #N/A | #N/A | [7 empty] | #N/A | #N/A |  |  |  | #N/A | #N/A | #N/A | #N/A | #N/A | #N/A | #N/A | #N/A | #N/A | #N/A
120 | Karnataka | BESCOM | Chitradurga | 13 | Davanagere | Davanagere | Davanagere | Harihara | 13103 | HONNALI | 1310302 |  |  | CHIKKAGONIGERE_66 |  |  |  |  | 1310302909010102 | F02-HARAGANAHALLI IP | AGRI | Rural | 25.509 |  | Conductor | #N/A | #N/A | #N/A | #N/A | [7 empty] | #N/A | #N/A |  |  |  | #N/A | #N/A | #N/A | #N/A | #N/A | #N/A | #N/A | #N/A | #N/A | #N/A
121 | Karnataka | BESCOM | Chitradurga | 13 | Davanagere | Davanagere | Davanagere | Harihara | 13103 | HONNALI | 1310302 |  |  | CHIKKAGONIGERE_66 |  |  |  |  | 1310302909010103 | F03-CHIKKAGONIGERE IP | AGRI | Rural | 20.309 |  | Conductor | #N/A | #N/A | #N/A | #N/A | [7 empty] | #N/A | #N/A |  |  |  | #N/A | #N/A | #N/A | #N/A | #N/A | #N/A | #N/A | #N/A | #N/A | #N/A
122 | Karnataka | BESCOM | Chitradurga | 13 | Davanagere | Davanagere | Davanagere | Harihara | 13103 | HONNALI | 1310302 |  |  | CHIKKAGONIGERE_66 |  |  |  |  | 1310302909010104 | F04-HIREGONIGERE NJY | NJY | Rural | 49.899 |  | Conductor | #N/A | #N/A | #N/A | #N/A | [7 empty] | #N/A | #N/A |  |  |  | #N/A | #N/A | #N/A | #N/A | #N/A | #N/A | #N/A | #N/A | #N/A | #N/A
123 | Karnataka | BESCOM | Chitradurga | 13 | Davanagere | Davanagere | Davanagere | Harihara | 13103 | HONNALI | 1310302 |  |  | CHIKKAGONIGERE_66 |  |  |  |  | 1310302909020101 | F05-HOLEHARALAHALLI IP | AGRI | Rural | 17.809 |  | Conductor | #N/A | #N/A | #N/A | #N/A | [7 empty] | #N/A | #N/A |  |  |  | #N/A | #N/A | #N/A | #N/A | #N/A | #N/A | #N/A | #N/A | #N/A | #N/A
124 | Karnataka | BESCOM | Chitradurga | 13 | Davanagere | Davanagere | Davanagere | Harihara | 13103 | HONNALI | 1310302 |  |  | CHIKKAGONIGERE_66 |  |  |  |  | 1310302909020102 | F06-KOTEMALLURU IP | AGRI | Rural | 13.009 |  | Conductor | #N/A | #N/A | #N/A | #N/A | [7 empty] | #N/A | #N/A |  |  |  | #N/A | #N/A | #N/A | #N/A | #N/A | #N/A | #N/A | #N/A | #N/A | #N/A
125 | Karnataka | BESCOM | Chitradurga | 13 | Davanagere | Davanagere | Davanagere | Harihara | 13103 | HONNALI | 1310302 |  |  | CHIKKAGONIGERE_66 |  |  |  |  | 1310302909020103 | F07-VIJAYAPURA IP | AGRI | Rural | 13.609 |  | Conductor | #N/A | #N/A | #N/A | #N/A | [7 empty] | #N/A | #N/A |  |  |  | #N/A | #N/A | #N/A | #N/A | #N/A | #N/A | #N/A | #N/A | #N/A | #N/A
126 | Karnataka | BESCOM | Chitradurga | 13 | Davanagere | Davanagere | Davanagere | Harihara | 13103 | HONNALI | 1310302 |  |  | HONNALI_66 |  |  |  |  | 1310302904020303 | F01-ARAKERE | AGRI | Rural | 51.4238 |  | Conductor | #N/A | #N/A | #N/A | #N/A | [7 empty] | #N/A | #N/A |  |  |  | #N/A | #N/A | 0 | 0 | 0 | 0 | 0 | #N/A | #N/A | #N/A
127 | Karnataka | BESCOM | Chitradurga | 13 | Davanagere | Davanagere | Davanagere | Harihara | 13103 | HONNALI | 1310302 |  |  | HONNALI_66 |  |  |  |  | 1310302904030501 | F02-BALLESWARA | AGRI | Rural | 35.7723 |  | Conductor | #N/A | #N/A | #N/A | #N/A | [7 empty] | #N/A | #N/A |  |  |  | #N/A | #N/A | 0 | 0 | 0 | 0 | 0 | #N/A | #N/A | #N/A
128 | Karnataka | BESCOM | Chitradurga | 13 | Davanagere | Davanagere | Davanagere | Harihara | 13103 | HONNALI | 1310302 |  |  | HONNALI_66 |  |  |  |  | 1310302904030502 | F03-HONNALI | DOMESTIC | Urban | 40.722 |  | Conductor | #N/A | #N/A | #N/A | #N/A | [7 empty] | #N/A | #N/A |  |  |  | #N/A | #N/A | 0 | 0 | 0 | 0 | 0 | #N/A | #N/A | #N/A
129 | Karnataka | BESCOM | Chitradurga | 13 | Davanagere | Davanagere | Davanagere | Harihara | 13103 | HONNALI | 1310302 |  |  | HONNALI_66 |  |  |  |  | 1310302904020301 | F05-MARIKOPPA | AGRI | Rural | 37.0726 |  | Conductor | #N/A | #N/A | #N/A | #N/A | [7 empty] | #N/A | #N/A |  |  |  | #N/A | #N/A | 0 | 0 | 0 | 0 | 0 | #N/A | #N/A | #N/A
130 | Karnataka | BESCOM | Chitradurga | 13 | Davanagere | Davanagere | Davanagere | Harihara | 13103 | HONNALI | 1310302 |  |  | HONNALI_66 |  |  |  |  | 1310302904020302 | F06-HANUMASAGARA | NJY | Rural | 33.0877 |  | Conductor | #N/A | #N/A | #N/A | #N/A | [7 empty] | #N/A | #N/A |  |  |  | #N/A | #N/A | 0 | 0 | 0 | 0 | 0 | #N/A | #N/A | #N/A
131 | Karnataka | BESCOM | Chitradurga | 13 | Davanagere | Davanagere | Davanagere | Harihara | 13103 | HONNALI | 1310302 |  |  | HONNALI_66 |  |  |  |  | 1310302904010101 | F07-GOLLARAHALLI | DOMESTIC | Urban | 27.4657 |  | Conductor | #N/A | #N/A | #N/A | #N/A | [7 empty] | #N/A | #N/A |  |  |  | #N/A | #N/A | 0 | 0 | 0 | 0 | 0 | #N/A | #N/A | #N/A
132 | Karnataka | BESCOM | Chitradurga | 13 | Davanagere | Davanagere | Davanagere | Harihara | 13103 | HONNALI | 1310302 |  |  | HONNALI_66 |  |  |  |  | 1310302904020101 | F08-ARABAGATTE | AGRI | Rural | 48.7779 |  | Conductor | #N/A | #N/A | #N/A | #N/A | [7 empty] | #N/A | #N/A |  |  |  | #N/A | #N/A | 0 | 0 | 0 | 0 | 0 | #N/A | #N/A | #N/A
133 | Karnataka | BESCOM | Chitradurga | 13 | Davanagere | Davanagere | Davanagere | Harihara | 13103 | HONNALI | 1310302 |  |  | HONNALI_66 |  |  |  |  | 1310302904010102 | F09-BELIMALLUR | AGRI | Rural | 17.419 |  | Conductor | #N/A | #N/A | #N/A | #N/A | [7 empty] | #N/A | #N/A |  |  |  | #N/A | #N/A | 0 | 0 | 0 | 0 | 0 | #N/A | #N/A | #N/A
134 | Karnataka | BESCOM | Chitradurga | 13 | Davanagere | Davanagere | Davanagere | Harihara | 13103 | HONNALI | 1310302 |  |  | HONNALI_66 |  |  |  |  | 1310302904010103 | F10-AADHI HANUMAPPA IP | AGRI | Rural | 18.8027 |  | Conductor | #N/A | #N/A | #N/A | #N/A | [7 empty] | #N/A | #N/A |  |  |  | #N/A | #N/A | #N/A | #N/A | #N/A | #N/A | #N/A | #N/A | #N/A | #N/A
135 | Karnataka | BESCOM | Chitradurga | 13 | Davanagere | Davanagere | Davanagere | Harihara | 13103 | HONNALI | 1310302 |  |  | HONNALI_66 |  |  |  |  | 1310302904010104 | F11-MASADI NJY | NJY | Rural | 33.709 |  | Conductor | #N/A | #N/A | #N/A | #N/A | [7 empty] | #N/A | #N/A |  |  |  | #N/A | #N/A | #N/A | #N/A | #N/A | #N/A | #N/A | #N/A | #N/A | #N/A
136 | Karnataka | BESCOM | Chitradurga | 13 | Davanagere | Davanagere | Davanagere | Harihara | 13103 | HONNALI | 1310302 |  |  | HONNALI_66 |  |  |  |  | 1310302904010107 | F12-NARASIMHAPURA | LIFT IRRIGATION | Rural | 5.879 |  | Conductor | #N/A | #N/A | #N/A | #N/A | [7 empty] | #N/A | #N/A |  |  |  | #N/A | #N/A | #N/A | #N/A | #N/A | #N/A | #N/A | #N/A | #N/A | #N/A
137 | Karnataka | BESCOM | Chitradurga | 13 | Davanagere | Davanagere | Davanagere | Harihara | 13103 | HONNALI | 1310302 |  |  | HONNALI_66 |  |  |  |  | 1310302904030503 | F13-HONNATYAMMA AGRI | AGRI | Rural | 21.0377 |  | Conductor | #N/A | #N/A | #N/A | #N/A | [7 empty] | #N/A | #N/A |  |  |  | #N/A | #N/A | #N/A | #N/A | #N/A | #N/A | #N/A | #N/A | #N/A | #N/A
138 | Karnataka | BESCOM | Chitradurga | 13 | Davanagere | Davanagere | Davanagere | Harihara | 13103 | HONNALI | 1310302 |  |  | HONNALI_66 |  |  |  |  | 1310302904010108 | F14-HOSURU IP | AGRI | Rural | 19.209 |  | Conductor | #N/A | #N/A | #N/A | #N/A | [7 empty] | #N/A | #N/A |  |  |  | #N/A | #N/A | #N/A | #N/A | #N/A | #N/A | #N/A | #N/A | #N/A | #N/A
139 | Karnataka | BESCOM | Chitradurga | 13 | Davanagere | Davanagere | Davanagere | Harihara | 13103 | HONNALI | 1310302 |  |  | HONNALI_66 |  |  |  |  | 1310302904030504 | F15-WATER WORKS CMC HONNALI | WATER WORKS | Urban | 6.809 |  | Conductor | #N/A | #N/A | #N/A | #N/A | [7 empty] | #N/A | #N/A |  |  |  | #N/A | #N/A | #N/A | #N/A | #N/A | #N/A | #N/A | #N/A | #N/A | #N/A
140 | Karnataka | BESCOM | Chitradurga | 13 | Davanagere | Davanagere | Davanagere | Harihara | 13103 | HONNALI | 1310302 |  |  | HONNALLI_220 |  |  |  |  | 1310302905010101 | F01-KAMMARGATTE | AGRI | Rural | 47.6472 |  | Conductor | #N/A | #N/A | #N/A | #N/A | [7 empty] | #N/A | #N/A |  |  |  | #N/A | #N/A | 0 | 0 | 0 | 0 | 0 | #N/A | #N/A | #N/A
141 | Karnataka | BESCOM | Chitradurga | 13 | Davanagere | Davanagere | Davanagere | Harihara | 13103 | HONNALI | 1310302 |  |  | HONNALLI_220 |  |  |  |  | 1310302905010102 | F02-TARAGANAHALLI | AGRI | Rural | 37.0152 |  | Conductor | #N/A | #N/A | #N/A | #N/A | [7 empty] | #N/A | #N/A |  |  |  | #N/A | #N/A | 0 | 0 | 0 | 0 | 0 | #N/A | #N/A | #N/A
142 | Karnataka | BESCOM | Chitradurga | 13 | Davanagere | Davanagere | Davanagere | Harihara | 13103 | HONNALI | 1310302 |  |  | HONNALLI_220 |  |  |  |  | 1310302905010103 | F03-HARALAHALLI | AGRI | Rural | 26.7958 |  | Conductor | #N/A | #N/A | #N/A | #N/A | [7 empty] | #N/A | #N/A |  |  |  | #N/A | #N/A | 0 | 0 | 0 | 0 | 0 | #N/A | #N/A | #N/A
143 | Karnataka | BESCOM | Chitradurga | 13 | Davanagere | Davanagere | Davanagere | Harihara | 13103 | HONNALI | 1310302 |  |  | HONNALLI_220 |  |  |  |  | 1310302905010104 | F04-GOVINAKOVI | NJY | Rural | 39.1387 |  | Conductor | #N/A | #N/A | #N/A | #N/A | [7 empty] | #N/A | #N/A |  |  |  | #N/A | #N/A | 0 | 0 | 0 | 0 | 0 | #N/A | #N/A | #N/A
144 | Karnataka | BESCOM | Chitradurga | 13 | Davanagere | Davanagere | Davanagere | Harihara | 13103 | HONNALI | 1310302 |  |  | HONNALLI_220 |  |  |  |  | 1310302905020301 | F07-GADDERAMESHWARA | AGRI | Rural | 23.6787 |  | Conductor | #N/A | #N/A | #N/A | #N/A | [7 empty] | #N/A | #N/A |  |  |  | #N/A | #N/A | 0 | 0 | 0 | 0 | 0 | #N/A | #N/A | #N/A
145 | Karnataka | BESCOM | Chitradurga | 13 | Davanagere | Davanagere | Davanagere | Harihara | 13103 | HONNALI | 1310302 |  |  | HONNALLI_220 |  |  |  |  | 1310302905010105 | F08-TUNGABHADRA | AGRI | Rural | 17.3077 |  | Conductor | #N/A | #N/A | #N/A | #N/A | [7 empty] | #N/A | #N/A |  |  |  | #N/A | #N/A | 0 | 0 | 0 | 0 | 0 | #N/A | #N/A | #N/A
146 | Karnataka | BESCOM | Chitradurga | 13 | Davanagere | Davanagere | Davanagere | Harihara | 13103 | HONNALI | 1310302 |  |  | HONNALLI_220 |  |  |  |  | 1310302905020302 | F09-BASAVAPURA | AGRI | Rural | 30.7788 |  | Conductor | #N/A | #N/A | #N/A | #N/A | [7 empty] | #N/A | #N/A |  |  |  | #N/A | #N/A | 0 | 0 | 0 | 0 | 0 | #N/A | #N/A | #N/A
147 | Karnataka | BESCOM | Chitradurga | 13 | Davanagere | Davanagere | Davanagere | Harihara | 13103 | HONNALI | 1310302 |  |  | HONNALLI_220 |  |  |  |  | 1310302905020303 | F10-HOLEMADAPURA | AGRI | Rural | 24.9533 |  | Conductor | #N/A | #N/A | #N/A | #N/A | [7 empty] | #N/A | #N/A |  |  |  | #N/A | #N/A | 0 | 0 | 0 | 0 | 0 | #N/A | #N/A | #N/A
148 | Karnataka | BESCOM | Chitradurga | 13 | Davanagere | Davanagere | Davanagere | Harihara | 13103 | HONNALI | 1310302 |  |  | HONNALLI_220 |  |  |  |  | 1310302905010107 | F11-TAKKANAHALLI NJY | NJY | Rural | 30.189 |  | Conductor | #N/A | #N/A | #N/A | #N/A | [7 empty] | #N/A | #N/A |  |  |  | #N/A | #N/A | 0 | 0 | 0 | 0 | 0 | #N/A | #N/A | #N/A
149 | Karnataka | BESCOM | Chitradurga | 13 | Davanagere | Davanagere | Davanagere | Harihara | 13103 | HONNALI | 1310302 |  |  | HONNALLI_220 |  |  |  |  | 1310302905020304 | F12-KAIMARA LIS | LIFT IRRIGATION | Rural | 11.669 |  | Conductor | #N/A | #N/A | #N/A | #N/A | [7 empty] | #N/A | #N/A |  |  |  | #N/A | #N/A | #N/A | #N/A | #N/A | #N/A | #N/A | #N/A | #N/A | #N/A
150 | Karnataka | BESCOM | Chitradurga | 13 | Davanagere | Davanagere | Davanagere | Harihara | 13103 | HONNALI | 1310302 |  |  | KUNDUR_66 |  |  |  |  | 1310302907010104 | F01-HANUMANAHALLI IP | AGRI | Rural | 27.9288 |  | Conductor | #N/A | #N/A | #N/A | #N/A | [7 empty] | #N/A | #N/A |  |  |  | #N/A | #N/A | 0 | 0 | 0 | 0 | 0 | #N/A | #N/A | #N/A
151 | Karnataka | BESCOM | Chitradurga | 13 | Davanagere | Davanagere | Davanagere | Harihara | 13103 | HONNALI | 1310302 |  |  | KUNDUR_66 |  |  |  |  | 1310302907010103 | F02-THIMLAPURA NJY | NJY | Rural | 48.409 |  | Conductor | #N/A | #N/A | #N/A | #N/A | [7 empty] | #N/A | #N/A |  |  |  | #N/A | #N/A | 0 | 0 | 0 | 0 | 0 | #N/A | #N/A | #N/A
152 | Karnataka | BESCOM | Chitradurga | 13 | Davanagere | Davanagere | Davanagere | Harihara | 13103 | HONNALI | 1310302 |  |  | KUNDUR_66 |  |  |  |  | 1310302907010102 | F03-NERALAGUNDI IP | AGRI | Rural | 34.3215 |  | Conductor | #N/A | #N/A | #N/A | #N/A | [7 empty] | #N/A | #N/A |  |  |  | #N/A | #N/A | 0 | 0 | 0 | 0 | 0 | #N/A | #N/A | #N/A
153 | Karnataka | BESCOM | Chitradurga | 13 | Davanagere | Davanagere | Davanagere | Harihara | 13103 | HONNALI | 1310302 |  |  | KUNDUR_66 |  |  |  |  | 1310302907010101 | F04-SINGATAGERE IP | AGRI | Rural | 29.5838 |  | Conductor | #N/A | #N/A | #N/A | #N/A | [7 empty] | #N/A | #N/A |  |  |  | #N/A | #N/A | 0 | 0 | 0 | 0 | 0 | #N/A | #N/A | #N/A
154 | Karnataka | BESCOM | Chitradurga | 13 | Davanagere | Davanagere | Davanagere | Harihara | 13103 | HONNALI | 1310302 |  |  | KUNDUR_66 |  |  |  |  | 1310302907010105 | F05-ANJANEYA INDUSTRIAL | INDUSTRIAL | Rural | 8.509 |  | Conductor | #N/A | #N/A | #N/A | #N/A | [7 empty] | #N/A | #N/A |  |  |  | #N/A | #N/A | 0 | 0 | 0 | 0 | 0 | #N/A | #N/A | #N/A
155 | Karnataka | BESCOM | Chitradurga | 13 | Davanagere | Davanagere | Davanagere | Harihara | 13103 | HONNALI | 1310302 |  |  | KUNDUR_66 |  |  |  |  | 1310302907010106 | F06-KUNDUR IP | AGRI | Rural | 44.192 |  | Conductor | #N/A | #N/A | #N/A | #N/A | [7 empty] | #N/A | #N/A |  |  |  | #N/A | #N/A | 0 | 0 | 0 | 0 | 0 | #N/A | #N/A | #N/A
156 | Karnataka | BESCOM | Chitradurga | 13 | Davanagere | Davanagere | Davanagere | Harihara | 13103 | HONNALI | 1310302 |  |  | KUNDUR_66 |  |  |  |  | 1310302907010107 | F07-KULAMBI NJY | NJY | Rural | 50.517 |  | Conductor | #N/A | #N/A | #N/A | #N/A | [7 empty] | #N/A | #N/A |  |  |  | #N/A | #N/A | 0 | 0 | 0 | 0 | 0 | #N/A | #N/A | #N/A
157 | Karnataka | BESCOM | Chitradurga | 13 | Davanagere | Davanagere | Davanagere | Harihara | 13103 | HONNALI | 1310302 |  |  | KUNDUR_66 |  |  |  |  | 1310302907020304 | F08-BANNIKODU IP | AGRI | Rural | 23.5068 |  | Conductor | #N/A | #N/A | #N/A | #N/A | [7 empty] | #N/A | #N/A |  |  |  | #N/A | #N/A | 0 | 0 | 0 | 0 | 0 | #N/A | #N/A | #N/A
158 | Karnataka | BESCOM | Chitradurga | 13 | Davanagere | Davanagere | Davanagere | Harihara | 13103 | HONNALI | 1310302 |  |  | KUNDUR_66 |  |  |  |  | 1310302907020302 | F09-NELAHONNE IP | AGRI | Rural | 29.0682 |  | Conductor | #N/A | #N/A | #N/A | #N/A | [7 empty] | #N/A | #N/A |  |  |  | #N/A | #N/A | 0 | 0 | 0 | 0 | 0 | #N/A | #N/A | #N/A
159 | Karnataka | BESCOM | Chitradurga | 13 | Davanagere | Davanagere | Davanagere | Harihara | 13103 | HONNALI | 1310302 |  |  | KUNDUR_66 |  |  |  |  | 1310302907020301 | F10-MUKTHENAHALLI IP | AGRI | Rural | 40.8641 |  | Conductor | #N/A | #N/A | #N/A | #N/A | [7 empty] | #N/A | #N/A |  |  |  | #N/A | #N/A | 0 | 0 | 0 | 0 | 0 | #N/A | #N/A | #N/A
160 | Karnataka | BESCOM | Chitradurga | 13 | Davanagere | Davanagere | Davanagere | Harihara | 13103 | HONNALI | 1310302 |  |  | KUNDUR_66 |  |  |  |  | 1310302907020303 | F11-YAKKANAHALLI IP | AGRI | Rural | 42.9522 |  | Conductor | #N/A | #N/A | #N/A | #N/A | [7 empty] | #N/A | #N/A |  |  |  | #N/A | #N/A | 0 | 0 | 0 | 0 | 0 | #N/A | #N/A | #N/A
161 | Karnataka | BESCOM | Chitradurga | 13 | Davanagere | Davanagere | Davanagere | Harihara | 13103 | HONNALI | 1310302 |  |  | KYASINAKERE_66 |  |  |  |  | 1310302906010108 | F01-THYAGADAKATTE IP | AGRI | Rural | 23.509 |  | Conductor | #N/A | #N/A | #N/A | #N/A | [7 empty] | #N/A | #N/A |  |  |  | #N/A | #N/A | #N/A | #N/A | #N/A | #N/A | #N/A | #N/A | #N/A | #N/A
162 | Karnataka | BESCOM | Chitradurga | 13 | Davanagere | Davanagere | Davanagere | Harihara | 13103 | HONNALI | 1310302 |  |  | KYASINAKERE_66 |  |  |  |  | 1310302906010109 | F02-CHENNAMUMBAPURA NJY | NJY | Rural | 20.409 |  | Conductor | #N/A | #N/A | #N/A | #N/A | [7 empty] | #N/A | #N/A |  |  |  | #N/A | #N/A | #N/A | #N/A | #N/A | #N/A | #N/A | #N/A | #N/A | #N/A
163 | Karnataka | BESCOM | Chitradurga | 13 | Davanagere | Davanagere | Davanagere | Harihara | 13103 | HONNALI | 1310302 |  |  | KYASINAKERE_66 |  |  |  |  | 1310302906010110 | F03-CHILAPURA IP | AGRI | Rural | 21.359 |  | Conductor | #N/A | #N/A | #N/A | #N/A | [7 empty] | #N/A | #N/A |  |  |  | #N/A | #N/A | #N/A | #N/A | #N/A | #N/A | #N/A | #N/A | #N/A | #N/A
164 | Karnataka | BESCOM | Chitradurga | 13 | Davanagere | Davanagere | Davanagere | Harihara | 13103 | HONNALI | 1310302 |  |  | KYASINAKERE_66 |  |  |  |  | 1310302906010111 | F04-HUNASAGHATTA IP | AGRI | Rural | 24.509 |  | Conductor | #N/A | #N/A | #N/A | #N/A | [7 empty] | #N/A | #N/A |  |  |  | #N/A | #N/A | #N/A | #N/A | #N/A | #N/A | #N/A | #N/A | #N/A | #N/A
165 | Karnataka | BESCOM | Chitradurga | 13 | Davanagere | Davanagere | Davanagere | Harihara | 13103 | HONNALI | 1310302 |  |  | KYASINAKERE_66 |  |  |  |  | 1310302906020101 | F05-CHANNENAHALLI IP | AGRI | Rural | 26.309 |  | Conductor | #N/A | #N/A | #N/A | #N/A | [7 empty] | #N/A | #N/A |  |  |  | #N/A | #N/A | #N/A | #N/A | #N/A | #N/A | #N/A | #N/A | #N/A | #N/A
166 | Karnataka | BESCOM | Chitradurga | 13 | Davanagere | Davanagere | Davanagere | Harihara | 13103 | HONNALI | 1310302 |  |  | KYASINAKERE_66 |  |  |  |  | 1310302906020102 | F06-KYASINAKERE IP | AGRI | Rural | 10.809 |  | Conductor | #N/A | #N/A | #N/A | #N/A | [7 empty] | #N/A | #N/A |  |  |  | #N/A | #N/A | #N/A | #N/A | #N/A | #N/A | #N/A | #N/A | #N/A | #N/A
167 | Karnataka | BESCOM | Chitradurga | 13 | Davanagere | Davanagere | Davanagere | Harihara | 13103 | HONNALI | 1310302 |  |  | KYASINAKERE_66 |  |  |  |  | 1310302906020103 | F07-BYRANAHALLI IP | AGRI | Rural | 13.609 |  | Conductor | #N/A | #N/A | #N/A | #N/A | [7 empty] | #N/A | #N/A |  |  |  | #N/A | #N/A | #N/A | #N/A | #N/A | #N/A | #N/A | #N/A | #N/A | #N/A
168 | Karnataka | BESCOM | Chitradurga | 13 | Davanagere | Davanagere | Davanagere | Harihara | 13103 | HONNALI | 1310302 |  |  | KYASINAKERE_66 |  |  |  |  | 1310302906020104 | F08-KULAGATTE NJY | NJY | Rural | 12.909 |  | Conductor | #N/A | #N/A | #N/A | #N/A | [7 empty] | #N/A | #N/A |  |  |  | #N/A | #N/A | #N/A | #N/A | #N/A | #N/A | #N/A | #N/A | #N/A | #N/A
169 | Karnataka | BESCOM | Chitradurga | 13 | Davanagere | Davanagere | Davanagere | Harihara | 13103 | HONNALI | 1310302 |  |  | SASUVEHALLI_66 |  |  |  |  | 1310302906010101 | F01-CHANNENAHALLI AGRI | AGRI | Rural | 39.2809 |  | Conductor | #N/A | #N/A | #N/A | #N/A | [7 empty] | #N/A | #N/A |  |  |  | #N/A | #N/A | 0 | 0 | 0 | 0 | 0 | #N/A | #N/A | #N/A
170 | Karnataka | BESCOM | Chitradurga | 13 | Davanagere | Davanagere | Davanagere | Harihara | 13103 | HONNALI | 1310302 |  |  | SASUVEHALLI_66 |  |  |  |  | 1310302906010102 | F02-KYSINKERE | AGRI | Rural | 25.0533 |  | Conductor | #N/A | #N/A | #N/A | #N/A | [7 empty] | #N/A | #N/A |  |  |  | #N/A | #N/A | 0 | 0 | 0 | 0 | 0 | #N/A | #N/A | #N/A
171 | Karnataka | BESCOM | Chitradurga | 13 | Davanagere | Davanagere | Davanagere | Harihara | 13103 | HONNALI | 1310302 |  |  | SASUVEHALLI_66 |  |  |  |  | 1310302906020304 | F03-SASUVEHALLI | NJY | Rural | 19.469 |  | Conductor | #N/A | #N/A | #N/A | #N/A | [7 empty] | #N/A | #N/A |  |  |  | #N/A | #N/A | #N/A | #N/A | #N/A | #N/A | #N/A | #N/A | #N/A | #N/A
172 | Karnataka | BESCOM | Chitradurga | 13 | Davanagere | Davanagere | Davanagere | Harihara | 13103 | HONNALI | 1310302 |  |  | SASUVEHALLI_66 |  |  |  |  | 1310302906010104 | F04-RAMPURA | AGRI | Rural | 37.8463 |  | Conductor | #N/A | #N/A | #N/A | #N/A | [7 empty] | #N/A | #N/A |  |  |  | #N/A | #N/A | 0 | 0 | 0 | 0 | 0 | #N/A | #N/A | #N/A
173 | Karnataka | BESCOM | Chitradurga | 13 | Davanagere | Davanagere | Davanagere | Harihara | 13103 | HONNALI | 1310302 |  |  | SASUVEHALLI_66 |  |  |  |  | 1310302906020301 | F05-KULAGATTE NJY | NJY | Rural | 18.299 |  | Conductor | #N/A | #N/A | #N/A | #N/A | [7 empty] | #N/A | #N/A |  |  |  | #N/A | #N/A | 0 | 0 | 0 | 0 | 0 | #N/A | #N/A | #N/A
174 | Karnataka | BESCOM | Chitradurga | 13 | Davanagere | Davanagere | Davanagere | Harihara | 13103 | HONNALI | 1310302 |  |  | SASUVEHALLI_66 |  |  |  |  | 1310302906020302 | F06-BAGEWADI | AGRI | Rural | 37.9665 |  | Conductor | #N/A | #N/A | #N/A | #N/A | [7 empty] | #N/A | #N/A |  |  |  | #N/A | #N/A | 0 | 0 | 0 | 0 | 0 | #N/A | #N/A | #N/A
175 | Karnataka | BESCOM | Chitradurga | 13 | Davanagere | Davanagere | Davanagere | Harihara | 13103 | HONNALI | 1310302 |  |  | SASUVEHALLI_66 |  |  |  |  | 1310302906020303 | F07-TYAGADAKATTE IP | AGRI | Rural | 29.2879 |  | Conductor | #N/A | #N/A | #N/A | #N/A | [7 empty] | #N/A | #N/A |  |  |  | #N/A | #N/A | 0 | 0 | 0 | 0 | 0 | #N/A | #N/A | #N/A
176 | Karnataka | BESCOM | Chitradurga | 13 | Davanagere | Davanagere | Davanagere | Harihara | 13103 | HONNALI | 1310302 |  |  | SASUVEHALLI_66 |  |  |  |  | 1310302906010103 | F08-LINGAPURA | AGRI | Rural | 20.1932 |  | Conductor | #N/A | #N/A | #N/A | #N/A | [7 empty] | #N/A | #N/A |  |  |  | #N/A | #N/A | #N/A | #N/A | #N/A | #N/A | #N/A | #N/A | #N/A | #N/A
177 | Karnataka | BESCOM | Chitradurga | 13 | Davanagere | Davanagere | Davanagere | Harihara | 13103 | HONNALI | 1310302 |  |  | SASUVEHALLI_66 |  |  |  |  | 1310302906020305 | F09-CHIKKABASURU THANDA NJY | NJY | Rural | 18.209 |  | Conductor | #N/A | #N/A | #N/A | #N/A | [7 empty] | #N/A | #N/A |  |  |  | #N/A | #N/A | 0 | 0 | 0 | 0 | 0 | #N/A | #N/A | #N/A
178 | Karnataka | BESCOM | Chitradurga | 13 | Davanagere | Davanagere | Davanagere | Harihara | 13103 | HONNALI | 1310302 |  |  | SASUVEHALLI_66 |  |  |  |  | 1310302906020306 | F10-HANAGAVADI NJY | NJY | Rural | 21.821 |  | Conductor | #N/A | #N/A | #N/A | #N/A | [7 empty] | #N/A | #N/A |  |  |  | #N/A | #N/A | #N/A | #N/A | #N/A | #N/A | #N/A | #N/A | #N/A | #N/A
179 | Karnataka | BESCOM | Chitradurga | 13 | Davanagere | Davanagere | Davanagere | Harihara | 13103 | HONNALI | 1310302 |  |  | SASUVEHALLI_66 |  |  |  |  | 1310302906010107 | F11-HOTYAPURA AGRI | AGRI | Rural | 18.9225 |  | Conductor | #N/A | #N/A | #N/A | #N/A | [7 empty] | #N/A | #N/A |  |  |  | #N/A | #N/A | #N/A | #N/A | #N/A | #N/A | #N/A | #N/A | #N/A | #N/A
180 | Karnataka | BESCOM | Chitradurga | 13 | Davanagere | Davanagere | Davanagere | Harihara | 13103 | HONNALI | 1310302 |  |  | SASUVEHALLI_66 |  |  |  |  | 1310302906010105 | F12-BENAKANAHALLI AGRI | AGRI | Rural | 54.5353 |  | Conductor | #N/A | #N/A | #N/A | #N/A | [7 empty] | #N/A | #N/A |  |  |  | #N/A | #N/A | #N/A | #N/A | #N/A | #N/A | #N/A | #N/A | #N/A | #N/A
181 | Karnataka | BESCOM | Chitradurga | 13 | Davanagere | Davanagere | Davanagere | Harihara | 13103 | HONNALI | 1310302 |  |  | SASUVEHALLI_66 |  |  |  |  | 1310302906010106 | F13-HIREBASURU AGRI | AGRI | Rural | 36.7773 |  | Conductor | #N/A | #N/A | #N/A | #N/A | [7 empty] | #N/A | #N/A |  |  |  | #N/A | #N/A | #N/A | #N/A | #N/A | #N/A | #N/A | #N/A | #N/A | #N/A
182 | Karnataka | BESCOM | Chitradurga | 13 | Davanagere | Davanagere | Davanagere | Harihara | 13103 | NYAMATHI | 1310305 |  |  | CHILLUR_66 |  |  |  |  | 1310302901010101 | F01-CHILUR | AGRI | Rural | 27.309 |  | Conductor | #N/A | #N/A | #N/A | #N/A | [7 empty] | #N/A | #N/A |  |  |  | #N/A | #N/A | 0 | 0 | 0 | 0 | 0 | #N/A | #N/A | #N/A
183 | Karnataka | BESCOM | Chitradurga | 13 | Davanagere | Davanagere | Davanagere | Harihara | 13103 | NYAMATHI | 1310305 |  |  | CHILLUR_66 |  |  |  |  | 1310302901010102 | F02-MALALI | NJY | Rural | 23.109 |  | Conductor | #N/A | #N/A | #N/A | #N/A | [7 empty] | #N/A | #N/A |  |  |  | #N/A | #N/A | 0 | 0 | 0 | 0 | 0 | #N/A | #N/A | #N/A
184 | Karnataka | BESCOM | Chitradurga | 13 | Davanagere | Davanagere | Davanagere | Harihara | 13103 | NYAMATHI | 1310305 |  |  | CHILLUR_66 |  |  |  |  | 1310302901010103 | F03-TGOPAGONDANAHALLI | AGRI | Rural | 31.309 |  | Conductor | #N/A | #N/A | #N/A | #N/A | [7 empty] | #N/A | #N/A |  |  |  | #N/A | #N/A | 0 | 0 | 0 | 0 | 0 | #N/A | #N/A | #N/A
185 | Karnataka | BESCOM | Chitradurga | 13 | Davanagere | Davanagere | Davanagere | Harihara | 13103 | NYAMATHI | 1310305 |  |  | CHILLUR_66 |  |  |  |  | 1310302901010104 | F04-KURUVA NJY | NJY | Rural | 22.609 |  | Conductor | #N/A | #N/A | #N/A | #N/A | [7 empty] | #N/A | #N/A |  |  |  | #N/A | #N/A | 0 | 0 | 0 | 0 | 0 | #N/A | #N/A | #N/A
186 | Karnataka | BESCOM | Chitradurga | 13 | Davanagere | Davanagere | Davanagere | Harihara | 13103 | NYAMATHI | 1310305 |  |  | CHILLUR_66 |  |  |  |  | 1310302901020301 | F05-GADEKATTE | AGRI | Rural | 31.109 |  | Conductor | #N/A | #N/A | #N/A | #N/A | [7 empty] | #N/A | #N/A |  |  |  | #N/A | #N/A | 0 | 0 | 0 | 0 | 0 | #N/A | #N/A | #N/A
187 | Karnataka | BESCOM | Chitradurga | 13 | Davanagere | Davanagere | Davanagere | Harihara | 13103 | NYAMATHI | 1310305 |  |  | CHILLUR_66 |  |  |  |  | 1310302901020302 | F06-GOVINAKOVI | AGRI | Rural | 26.209 |  | Conductor | #N/A | #N/A | #N/A | #N/A | [7 empty] | #N/A | #N/A |  |  |  | #N/A | #N/A | 0 | 0 | 0 | 0 | 0 | #N/A | #N/A | #N/A
188 | Karnataka | BESCOM | Chitradurga | 13 | Davanagere | Davanagere | Davanagere | Harihara | 13103 | NYAMATHI | 1310305 |  |  | CHILLUR_66 |  |  |  |  | 1310302901020303 | F07-CHI.KADADAKATTE | AGRI | Rural | 27.309 |  | Conductor | #N/A | #N/A | #N/A | #N/A | [7 empty] | #N/A | #N/A |  |  |  | #N/A | #N/A | 0 | 0 | 0 | 0 | 0 | #N/A | #N/A | #N/A
189 | Karnataka | BESCOM | Chitradurga | 13 | Davanagere | Davanagere | Davanagere | Harihara | 13103 | NYAMATHI | 1310305 |  |  | CHILLUR_66 |  |  |  |  | 1310302901020304 | F08-MARIGONDANAHALLI | AGRI | Rural | 28.209 |  | Conductor | #N/A | #N/A | #N/A | #N/A | [7 empty] | #N/A | #N/A |  |  |  | #N/A | #N/A | 0 | 0 | 0 | 0 | 0 | #N/A | #N/A | #N/A
190 | Karnataka | BESCOM | Chitradurga | 13 | Davanagere | Davanagere | Davanagere | Harihara | 13103 | NYAMATHI | 1310305 |  |  | CHILLUR_66 |  |  |  |  | 1310302901020305 | F09-KENGATTE | AGRI | Rural | 25.509 |  | Conductor | #N/A | #N/A | #N/A | #N/A | [7 empty] | #N/A | #N/A |  |  |  | #N/A | #N/A | #N/A | #N/A | #N/A | #N/A | #N/A | #N/A | #N/A | #N/A
191 | Karnataka | BESCOM | Chitradurga | 13 | Davanagere | Davanagere | Davanagere | Harihara | 13103 | NYAMATHI | 1310305 |  |  | KATTIGE_66 |  |  |  |  | 1310302903010109 | F01-KATTIGE NJY | NJY | Rural | 30.7901 |  | Conductor | #N/A | #N/A | #N/A | #N/A | [7 empty] | #N/A | #N/A |  |  |  | #N/A | #N/A | #N/A | #N/A | #N/A | #N/A | #N/A | #N/A | #N/A | #N/A
192 | Karnataka | BESCOM | Chitradurga | 13 | Davanagere | Davanagere | Davanagere | Harihara | 13103 | NYAMATHI | 1310305 |  |  | KATTIGE_66 |  |  |  |  | 1310302903010102 | F02-JEENAHALLI/KATTIGE | AGRI | Rural | 24.609 |  | Conductor | #N/A | #N/A | #N/A | #N/A | [7 empty] | #N/A | #N/A |  |  |  | #N/A | #N/A | 0 | 0 | 0 | 0 | 0 | #N/A | #N/A | #N/A
193 | Karnataka | BESCOM | Chitradurga | 13 | Davanagere | Davanagere | Davanagere | Harihara | 13103 | NYAMATHI | 1310305 |  |  | KATTIGE_66 |  |  |  |  | 1310302903010103 | F03-SORTUR | AGRI | Rural | 49.9943 |  | Conductor | #N/A | #N/A | #N/A | #N/A | [7 empty] | #N/A | #N/A |  |  |  | #N/A | #N/A | 0 | 0 | 0 | 0 | 0 | #N/A | #N/A | #N/A
194 | Karnataka | BESCOM | Chitradurga | 13 | Davanagere | Davanagere | Davanagere | Harihara | 13103 | NYAMATHI | 1310305 |  |  | KATTIGE_66 |  |  |  |  | 1310302903010104 | F04-HATTUR AGRI | AGRI | Rural | 44.3375 |  | Conductor | #N/A | #N/A | #N/A | #N/A | [7 empty] | #N/A | #N/A |  |  |  | #N/A | #N/A | 0 | 0 | 0 | 0 | 0 | #N/A | #N/A | #N/A
195 | Karnataka | BESCOM | Chitradurga | 13 | Davanagere | Davanagere | Davanagere | Harihara | 13103 | NYAMATHI | 1310305 |  |  | KATTIGE_66 |  |  |  |  | 1310302903010106 | F06-ARUNDI NJY | NJY | Rural | 21.309 |  | Conductor | #N/A | #N/A | #N/A | #N/A | [7 empty] | #N/A | #N/A |  |  |  | #N/A | #N/A | 0 | 0 | 0 | 0 | 0 | #N/A | #N/A | #N/A
196 | Karnataka | BESCOM | Chitradurga | 13 | Davanagere | Davanagere | Davanagere | Harihara | 13103 | NYAMATHI | 1310305 |  |  | KATTIGE_66 |  |  |  |  | 1310302903010107 | F07-THIRTHARAMESHWARA NJY | NJY | Rural | 21.809 |  | Conductor | #N/A | #N/A | #N/A | #N/A | [7 empty] | #N/A | #N/A |  |  |  | #N/A | #N/A | 0 | 0 | 0 | 0 | 0 | #N/A | #N/A | #N/A
197 | Karnataka | BESCOM | Chitradurga | 13 | Davanagere | Davanagere | Davanagere | Harihara | 13103 | NYAMATHI | 1310305 |  |  | KATTIGE_66 |  |  |  |  | 1310302903020301 | F09-BELAGUTTI | AGRI | Rural | 34.309 |  | Conductor | #N/A | #N/A | #N/A | #N/A | [7 empty] | #N/A | #N/A |  |  |  | #N/A | #N/A | #N/A | #N/A | #N/A | #N/A | #N/A | #N/A | #N/A | #N/A
198 | Karnataka | BESCOM | Chitradurga | 13 | Davanagere | Davanagere | Davanagere | Harihara | 13103 | NYAMATHI | 1310305 |  |  | KATTIGE_66 |  |  |  |  | 1310302903020302 | F10-GUDDEHALLI | AGRI | Rural | 29.509 |  | Conductor | #N/A | #N/A | #N/A | #N/A | [7 empty] | #N/A | #N/A |  |  |  | #N/A | #N/A | #N/A | #N/A | #N/A | #N/A | #N/A | #N/A | #N/A | #N/A
199 | Karnataka | BESCOM | Chitradurga | 13 | Davanagere | Davanagere | Davanagere | Harihara | 13103 | NYAMATHI | 1310305 |  |  | KATTIGE_66 |  |  |  |  | 1310302903020303 | F11-H KADADAKATTE NJY | NJY | Rural | 21.209 |  | Conductor | #N/A | #N/A | #N/A | #N/A | [7 empty] | #N/A | #N/A |  |  |  | #N/A | #N/A | #N/A | #N/A | #N/A | #N/A | #N/A | #N/A | #N/A | #N/A
200 | Karnataka | BESCOM | Chitradurga | 13 | Davanagere | Davanagere | Davanagere | Harihara | 13103 | NYAMATHI | 1310305 |  |  | KATTIGE_66 |  |  |  |  | 1310302903020304 | F12-S MALLAPURA NJY | NJY | Rural | 18.209 |  | Conductor | #N/A | #N/A | #N/A | #N/A | [7 empty] | #N/A | #N/A |  |  |  | #N/A | #N/A | #N/A | #N/A | #N/A | #N/A | #N/A | #N/A | #N/A | #N/A
201 | Karnataka | BESCOM | Chitradurga | 13 | Davanagere | Davanagere | Davanagere | Harihara | 13103 | NYAMATHI | 1310305 |  |  | NYAMATHI_66 |  |  |  |  | 1310302902010301 | F01-KODIKOPPA | AGRI | Rural | 21.309 |  | Conductor | #N/A | #N/A | #N/A | #N/A | [7 empty] | #N/A | #N/A |  |  |  | #N/A | #N/A | 0 | 0 | 0 | 0 | 0 | #N/A | #N/A | #N/A
202 | Karnataka | BESCOM | Chitradurga | 13 | Davanagere | Davanagere | Davanagere | Harihara | 13103 | NYAMATHI | 1310305 |  |  | NYAMATHI_66 |  |  |  |  | 1310302902010101 | F02-VADERAHATTUR | NJY | Rural | 24.609 |  | Conductor | #N/A | #N/A | #N/A | #N/A | [7 empty] | #N/A | #N/A |  |  |  | #N/A | #N/A | 0 | 0 | 0 | 0 | 0 | #N/A | #N/A | #N/A
203 | Karnataka | BESCOM | Chitradurga | 13 | Davanagere | Davanagere | Davanagere | Harihara | 13103 | NYAMATHI | 1310305 |  |  | NYAMATHI_66 |  |  |  |  | 1310302902010103 | F03-KUNKOVA | AGRI | Rural | 28.209 |  | Conductor | #N/A | #N/A | #N/A | #N/A | [7 empty] | #N/A | #N/A |  |  |  | #N/A | #N/A | 0 | 0 | 0 | 0 | 0 | #N/A | #N/A | #N/A
204 | Karnataka | BESCOM | Chitradurga | 13 | Davanagere | Davanagere | Davanagere | Harihara | 13103 | NYAMATHI | 1310305 |  |  | NYAMATHI_66 |  |  |  |  | 1310302902010102 | F04-KUDUREKONDA | AGRI | Rural | 25.509 |  | Conductor | #N/A | #N/A | #N/A | #N/A | [7 empty] | #N/A | #N/A |  |  |  | #N/A | #N/A | 0 | 0 | 0 | 0 | 0 | #N/A | #N/A | #N/A
205 | Karnataka | BESCOM | Chitradurga | 13 | Davanagere | Davanagere | Davanagere | Harihara | 13103 | NYAMATHI | 1310305 |  |  | NYAMATHI_66 |  |  |  |  | 1310302902020305 | F05-SALABALU | AGRI | Rural | 24.509 |  | Conductor | #N/A | #N/A | #N/A | #N/A | [7 empty] | #N/A | #N/A |  |  |  | #N/A | #N/A | 0 | 0 | 0 | 0 | 0 | #N/A | #N/A | #N/A
206 | Karnataka | BESCOM | Chitradurga | 13 | Davanagere | Davanagere | Davanagere | Harihara | 13103 | NYAMATHI | 1310305 |  |  | NYAMATHI_66 |  |  |  |  | 1310302902020306 | F06-MADANABAVI | AGRI | Rural | 25.609 |  | Conductor | #N/A | #N/A | #N/A | #N/A | [7 empty] | #N/A | #N/A |  |  |  | #N/A | #N/A | 0 | 0 | 0 | 0 | 0 | #N/A | #N/A | #N/A
207 | Karnataka | BESCOM | Chitradurga | 13 | Davanagere | Davanagere | Davanagere | Harihara | 13103 | NYAMATHI | 1310305 |  |  | NYAMATHI_66 |  |  |  |  | 1310302902020303 | F07-BIJAGATTE | AGRI | Rural | 26.509 |  | Conductor | #N/A | #N/A | #N/A | #N/A | [7 empty] | #N/A | #N/A |  |  |  | #N/A | #N/A | 0 | 0 | 0 | 0 | 0 | #N/A | #N/A | #N/A
208 | Karnataka | BESCOM | Chitradurga | 13 | Davanagere | Davanagere | Davanagere | Harihara | 13103 | NYAMATHI | 1310305 |  |  | NYAMATHI_66 |  |  |  |  | 1310302902020301 | F08-RAMESHWARA | AGRI | Rural | 23.909 |  | Conductor | #N/A | #N/A | #N/A | #N/A | [7 empty] | #N/A | #N/A |  |  |  | #N/A | #N/A | 0 | 0 | 0 | 0 | 0 | #N/A | #N/A | #N/A
209 | Karnataka | BESCOM | Chitradurga | 13 | Davanagere | Davanagere | Davanagere | Harihara | 13103 | NYAMATHI | 1310305 |  |  | NYAMATHI_66 |  |  |  |  | 1310302902020307 | F09-SURAHONNE NJY | NJY | Rural | 19.509 |  | Conductor | #N/A | #N/A | #N/A | #N/A | [7 empty] | #N/A | #N/A |  |  |  | #N/A | #N/A | #N/A | #N/A | #N/A | #N/A | #N/A | #N/A | #N/A | #N/A
210 | Karnataka | BESCOM | Chitradurga | 13 | Davanagere | Davanagere | Davanagere | Harihara | 13103 | NYAMATHI | 1310305 |  |  | NYAMATHI_66 |  |  |  |  | 1310302902010104 | F10-YARAGANALU NJY | NJY | Rural | 22.451 |  | Conductor | #N/A | #N/A | #N/A | #N/A | [7 empty] | #N/A | #N/A |  |  |  | #N/A | #N/A | 0 | 0 | 0 | 0 | 0 | #N/A | #N/A | #N/A
211 | Karnataka | BESCOM | Chitradurga | 13 | Davanagere | Davanagere | Davanagere | Harihara | 13103 | NYAMATHI | 1310305 |  |  | NYAMATHI_66 |  |  |  |  | 1310302902020304 | F11-GANGANAKOTE | NJY | Rural | 20.609 |  | Conductor | #N/A | #N/A | #N/A | #N/A | [7 empty] | #N/A | #N/A |  |  |  | #N/A | #N/A | 0 | 0 | 0 | 0 | 0 | #N/A | #N/A | #N/A
212 | Karnataka | BESCOM | Chitradurga | 13 | Davanagere | Davanagere | Davanagere | Harihara | 13103 | NYAMATHI | 1310305 |  |  | NYAMATHI_66 |  |  |  |  | 1310302902020302 | F12-NYAMTHI | NJY | Rural | 22.209 |  | Conductor | #N/A | #N/A | #N/A | #N/A | [7 empty] | #N/A | #N/A |  |  |  | #N/A | #N/A | 0 | 0 | 0 | 0 | 0 | #N/A | #N/A | #N/A
213 | Karnataka | BESCOM | Chitradurga | 13 | Davanagere | Davanagere | Davanagere | Harihara | 13103 | NYAMATHI | 1310305 |  |  | SAVALANGA_66 |  |  |  |  | 1310302908010101 | F01-SAVALANGA | NJY | Rural | 23.309 |  | Conductor | #N/A | #N/A | #N/A | #N/A | [7 empty] | #N/A | #N/A |  |  |  | #N/A | #N/A | 0 | 0 | 0 | 0 | 0 | #N/A | #N/A | #N/A
214 | Karnataka | BESCOM | Chitradurga | 13 | Davanagere | Davanagere | Davanagere | Harihara | 13103 | NYAMATHI | 1310305 |  |  | SAVALANGA_66 |  |  |  |  | 1310302908010102 | F02-GANJENAHALLI | AGRI | Rural | 28.509 |  | Conductor | #N/A | #N/A | #N/A | #N/A | [7 empty] | #N/A | #N/A |  |  |  | #N/A | #N/A | 0 | 0 | 0 | 0 | 0 | #N/A | #N/A | #N/A
215 | Karnataka | BESCOM | Chitradurga | 13 | Davanagere | Davanagere | Davanagere | Harihara | 13103 | NYAMATHI | 1310305 |  |  | SAVALANGA_66 |  |  |  |  | 1310302908010104 | F03-CHINNIKATTE | AGRI | Rural | 27.509 |  | Conductor | #N/A | #N/A | #N/A | #N/A | [7 empty] | #N/A | #N/A |  |  |  | #N/A | #N/A | 0 | 0 | 0 | 0 | 0 | #N/A | #N/A | #N/A
216 | Karnataka | BESCOM | Chitradurga | 13 | Davanagere | Davanagere | Davanagere | Harihara | 13103 | NYAMATHI | 1310305 |  |  | SAVALANGA_66 |  |  |  |  | 1310302908010103 | F04-MACHAGONDANAHALLI | AGRI | Rural | 31.509 |  | Conductor | #N/A | #N/A | #N/A | #N/A | [7 empty] | #N/A | #N/A |  |  |  | #N/A | #N/A | 0 | 0 | 0 | 0 | 0 | #N/A | #N/A | #N/A
217 | Karnataka | BESCOM | Chitradurga | 13 | Davanagere | Davanagere | Davanagere | Harihara | 13103 | NYAMATHI | 1310305 |  |  | SAVALANGA_66 |  |  |  |  | 1310302908010105 | F05-KODATALU | NJY | Rural | 22.509 |  | Conductor | #N/A | #N/A | #N/A | #N/A | [7 empty] | #N/A | #N/A |  |  |  | #N/A | #N/A | 0 | 0 | 0 | 0 | 0 | #N/A | #N/A | #N/A
218 | Karnataka | BESCOM | Chitradurga | 13 | Davanagere | Davanagere | Davanagere | Harihara | 13103 | NYAMATHI | 1310305 |  |  | SAVALANGA_66 |  |  |  |  | 1310302908020301 | F06-MADAPURA | AGRI | Rural | 27.309 |  | Conductor | #N/A | #N/A | #N/A | #N/A | [7 empty] | #N/A | #N/A |  |  |  | #N/A | #N/A | #N/A | #N/A | #N/A | #N/A | #N/A | #N/A | #N/A | #N/A
219 | Karnataka | BESCOM | Chitradurga | 13 | Davanagere | Davanagere | Davanagere | Harihara | 13103 | NYAMATHI | 1310305 |  |  | SAVALANGA_66 |  |  |  |  | 1310302908020101 | F07-KANAVEVEERABHADRESHWRA | AGRI | Rural | 23.7962 |  | Conductor | #N/A | #N/A | #N/A | #N/A | [7 empty] | #N/A | #N/A |  |  |  | #N/A | #N/A | #N/A | #N/A | #N/A | #N/A | #N/A | #N/A | #N/A | #N/A
220 | Karnataka | BESCOM | Chitradurga | 13 | Davanagere | Davanagere | Davanagere | Harihara | 13103 | NYAMATHI | 1310305 |  |  | SAVALANGA_66 |  |  |  |  | 1310302908020302 | F08-KYATHINAKOPPA | AGRI | Rural | 24.509 |  | Conductor | #N/A | #N/A | #N/A | #N/A | [7 empty] | #N/A | #N/A |  |  |  | #N/A | #N/A | #N/A | #N/A | #N/A | #N/A | #N/A | #N/A | #N/A | #N/A
221 | Karnataka | BESCOM | Chitradurga | 13 | Davanagere | Davanagere | Davanagere | Harihara | 13103 | NYAMATHI | 1310305 |  |  | SAVALANGA_66 |  |  |  |  | 1310302908020303 | F09-JAYANAGARA | AGRI | Rural | 21.909 |  | Conductor | #N/A | #N/A | #N/A | #N/A | [7 empty] | #N/A | #N/A |  |  |  | #N/A | #N/A | #N/A | #N/A | #N/A | #N/A | #N/A | #N/A | #N/A | #N/A
222 | Karnataka | BESCOM | Chitradurga | 13 | Vijayanagara | Davanagere | Vijayanagara | Harihara | 13103 | TELIGI | 1310304 |  |  | HALUVAGALU_66 |  |  |  |  | 1310303902010101 | F01-TBWS | WATER WORKS | Rural | 10.859 |  | Conductor | #N/A | #N/A | #N/A | #N/A | [7 empty] | #N/A | #N/A |  |  |  | #N/A | #N/A | 0 | 0 | 0 | 0 | 0 | #N/A | #N/A | #N/A
223 | Karnataka | BESCOM | Chitradurga | 13 | Vijayanagara | Davanagere | Vijayanagara | Harihara | 13103 | TELIGI | 1310304 |  |  | HALUVAGALU_66 |  |  |  |  | 1310303902020305 | F02- KANVI | AGRI | Rural | 26.339 |  | Conductor | #N/A | #N/A | #N/A | #N/A | [7 empty] | #N/A | #N/A |  |  |  | #N/A | #N/A | 0 | 0 | 0 | 0 | 0 | #N/A | #N/A | #N/A
224 | Karnataka | BESCOM | Chitradurga | 13 | Vijayanagara | Davanagere | Vijayanagara | Harihara | 13103 | TELIGI | 1310304 |  |  | HALUVAGALU_66 |  |  |  |  | 1310303902010102 | F03-GARBHAGUDI | AGRI | Rural | 29.117 |  | Conductor | #N/A | #N/A | #N/A | #N/A | [7 empty] | #N/A | #N/A |  |  |  | #N/A | #N/A | 0 | 0 | 0 | 0 | 0 | #N/A | #N/A | #N/A
225 | Karnataka | BESCOM | Chitradurga | 13 | Vijayanagara | Davanagere | Vijayanagara | Harihara | 13103 | TELIGI | 1310304 |  |  | HALUVAGALU_66 |  |  |  |  | 1310303902010103 | F04-TAVARIGUNDI | AGRI | Rural | 45.6787 |  | Conductor | #N/A | #N/A | #N/A | #N/A | [7 empty] | #N/A | #N/A |  |  |  | #N/A | #N/A | 0 | 0 | 0 | 0 | 0 | #N/A | #N/A | #N/A
226 | Karnataka | BESCOM | Chitradurga | 13 | Vijayanagara | Davanagere | Vijayanagara | Harihara | 13103 | TELIGI | 1310304 |  |  | HALUVAGALU_66 |  |  |  |  | 1310303902020303 | F05-NANDYALA | AGRI | Rural | 43.182 |  | Conductor | #N/A | #N/A | #N/A | #N/A | [7 empty] | #N/A | #N/A |  |  |  | #N/A | #N/A | 0 | 0 | 0 | 0 | 0 | #N/A | #N/A | #N/A
227 | Karnataka | BESCOM | Chitradurga | 13 | Vijayanagara | Davanagere | Vijayanagara | Harihara | 13103 | TELIGI | 1310304 |  |  | HALUVAGALU_66 |  |  |  |  | 1310303902020302 | F06-HALAVAGALU NJY | NJY | Rural | 51.1913 |  | Conductor | #N/A | #N/A | #N/A | #N/A | [7 empty] | #N/A | #N/A |  |  |  | #N/A | #N/A | 0 | 0 | 0 | 0 | 0 | #N/A | #N/A | #N/A
228 | Karnataka | BESCOM | Chitradurga | 13 | Vijayanagara | Davanagere | Vijayanagara | Harihara | 13103 | TELIGI | 1310304 |  |  | HALUVAGALU_66 |  |  |  |  | 1310303902020306 | F07-ANJINAYA IP | AGRI | Rural | 31.5113 |  | Conductor | #N/A | #N/A | #N/A | #N/A | [7 empty] | #N/A | #N/A |  |  |  | #N/A | #N/A | 0 | 0 | 0 | 0 | 0 | #N/A | #N/A | #N/A
229 | Karnataka | BESCOM | Chitradurga | 13 | Vijayanagara | Davanagere | Vijayanagara | Harihara | 13103 | TELIGI | 1310304 |  |  | HALUVAGALU_66 |  |  |  |  | 1310303902020304 | F08-MATTURU | AGRI | Rural | 31.7223 |  | Conductor | #N/A | #N/A | #N/A | #N/A | [7 empty] | #N/A | #N/A |  |  |  | #N/A | #N/A | 0 | 0 | 0 | 0 | 0 | #N/A | #N/A | #N/A
230 | Karnataka | BESCOM | Chitradurga | 13 | Vijayanagara | Davanagere | Vijayanagara | Harihara | 13103 | TELIGI | 1310304 |  |  | HALUVAGALU_66 |  |  |  |  | 1310303902030101 | F10-ARASANAL | AGRI | Rural | 30.969 |  | Conductor | #N/A | #N/A | #N/A | #N/A | [7 empty] | #N/A | #N/A |  |  |  | #N/A | #N/A | 0 | 0 | 0 | 0 | 0 | #N/A | #N/A | #N/A
231 | Karnataka | BESCOM | Chitradurga | 13 | Vijayanagara | Davanagere | Vijayanagara | Harihara | 13103 | TELIGI | 1310304 |  |  | HALUVAGALU_66 |  |  |  |  | 1310303902030501 | F11-BASAVESHWARA IP | AGRI | Rural | 26.81 |  | Conductor | #N/A | #N/A | #N/A | #N/A | [7 empty] | #N/A | #N/A |  |  |  | #N/A | #N/A | 0 | 0 | 0 | 0 | 0 | #N/A | #N/A | #N/A
232 | Karnataka | BESCOM | Chitradurga | 13 | Vijayanagara | Davanagere | Vijayanagara | Harihara | 13103 | TELIGI | 1310304 |  |  | HALUVAGALU_66 |  |  |  |  | 1310303902030504 | F12-N BASAPURA NJY | NJY | Rural | 22.339 |  | Conductor | #N/A | #N/A | #N/A | #N/A | [7 empty] | #N/A | #N/A |  |  |  | #N/A | #N/A | 0 | 0 | 0 | 0 | 0 | #N/A | #N/A | #N/A
233 | Karnataka | BESCOM | Chitradurga | 13 | Vijayanagara | Davanagere | Vijayanagara | Harihara | 13103 | TELIGI | 1310304 |  |  | HALUVAGALU_66 |  |  |  |  | 1310303902030502 | F13-NITTURU | AGRI | Rural | 9.035 |  | Conductor | #N/A | #N/A | #N/A | #N/A | [7 empty] | #N/A | #N/A |  |  |  | #N/A | #N/A | 0 | 0 | 0 | 0 | 0 | #N/A | #N/A | #N/A
234 | Karnataka | BESCOM | Chitradurga | 13 | Vijayanagara | Davanagere | Vijayanagara | Harihara | 13103 | TELIGI | 1310304 |  |  | HALUVAGALU_66 |  |  |  |  | 1310303902010104 | F14-MAHESWARA NJY | NJY | Rural | 51.118 |  | Conductor | #N/A | #N/A | #N/A | #N/A | [7 empty] | #N/A | #N/A |  |  |  | #N/A | #N/A | 0 | 0 | 0 | 0 | 0 | #N/A | #N/A | #N/A
235 | Karnataka | BESCOM | Chitradurga | 13 | Vijayanagara | Davanagere | Vijayanagara | Harihara | 13103 | TELIGI | 1310304 |  |  | HALUVAGALU_66 |  |  |  |  | 1310303902030505 | F15-KUNCHURU IP | AGRI | Rural | 54.259 |  | Conductor | #N/A | #N/A | #N/A | #N/A | [7 empty] | #N/A | #N/A |  |  |  | #N/A | #N/A | 0 | 0 | 0 | 0 | 0 | #N/A | #N/A | #N/A
236 | Karnataka | BESCOM | Chitradurga | 13 | Vijayanagara | Davanagere | Vijayanagara | Harihara | 13103 | TELIGI | 1310304 |  |  | NEELAGUNDA_220 |  |  |  |  | 1310303901010101 | F02-JITTINAKATTE | AGRI | Rural | 40.409 |  | Conductor | #N/A | #N/A | #N/A | #N/A | [7 empty] | #N/A | #N/A |  |  |  | #N/A | #N/A | 0 | 0 | 0 | 0 | 0 | #N/A | #N/A | #N/A
237 | Karnataka | BESCOM | Chitradurga | 13 | Vijayanagara | Davanagere | Vijayanagara | Harihara | 13103 | TELIGI | 1310304 |  |  | NEELAGUNDA_220 |  |  |  |  | 1310303901010102 | F03-BYRAPURA | AGRI | Rural | 34.627 |  | Conductor | #N/A | #N/A | #N/A | #N/A | [7 empty] | #N/A | #N/A |  |  |  | #N/A | #N/A | 0 | 0 | 0 | 0 | 0 | #N/A | #N/A | #N/A
238 | Karnataka | BESCOM | Chitradurga | 13 | Vijayanagara | Davanagere | Vijayanagara | Harihara | 13103 | TELIGI | 1310304 |  |  | NEELAGUNDA_220 |  |  |  |  | 1310303901010103 | F04-THALEDAHALLI IP | AGRI | Rural | 17.459 |  | Conductor | #N/A | #N/A | #N/A | #N/A | [7 empty] | #N/A | #N/A |  |  |  | #N/A | #N/A | 0 | 0 | 0 | 0 | 0 | #N/A | #N/A | #N/A
239 | Karnataka | BESCOM | Chitradurga | 13 | Vijayanagara | Davanagere | Vijayanagara | Harihara | 13103 | TELIGI | 1310304 |  |  | NEELAGUNDA_220 |  |  |  |  | 1310303901010104 | F05-NEELAGUNDA NJY | NJY | Rural | 45.2663 |  | Conductor | #N/A | #N/A | #N/A | #N/A | [7 empty] | #N/A | #N/A |  |  |  | #N/A | #N/A | 0 | 0 | 0 | 0 | 0 | #N/A | #N/A | #N/A
240 | Karnataka | BESCOM | Chitradurga | 13 | Vijayanagara | Davanagere | Vijayanagara | Harihara | 13103 | TELIGI | 1310304 |  |  | NEELAGUNDA_220 |  |  |  |  | 1310303901010105 | F06-MAJJIGERI | AGRI | Rural | 47.509 |  | Conductor | #N/A | #N/A | #N/A | #N/A | [7 empty] | #N/A | #N/A |  |  |  | #N/A | #N/A | 0 | 0 | 0 | 0 | 0 | #N/A | #N/A | #N/A
241 | Karnataka | BESCOM | Chitradurga | 13 | Vijayanagara | Davanagere | Vijayanagara | Harihara | 13103 | TELIGI | 1310304 |  |  | NEELAGUNDA_220 |  |  |  |  | 1310303901010109 | F09-CPT EXPRESS FEEDER | INDUSTRIAL | Rural | 47.459 |  | Conductor | #N/A | #N/A | #N/A | #N/A | [7 empty] | #N/A | #N/A |  |  |  | #N/A | #N/A | #N/A | #N/A | #N/A | #N/A | #N/A | #N/A | #N/A | #N/A
242 | Karnataka | BESCOM | Chitradurga | 13 | Vijayanagara | Davanagere | Vijayanagara | Harihara | 13103 | TELIGI | 1310304 |  |  | NEELAGUNDA_220 |  |  |  |  | 1310303901010110 | F11-KHB EXPRESS FEEDER | NJY | Rural | 50.549 |  | Conductor | #N/A | #N/A | #N/A | #N/A | [7 empty] | #N/A | #N/A |  |  |  | #N/A | #N/A | #N/A | #N/A | #N/A | #N/A | #N/A | #N/A | #N/A | #N/A
243 | Karnataka | BESCOM | Chitradurga | 13 | Vijayanagara | Davanagere | Vijayanagara | Harihara | 13103 | TELIGI | 1310304 |  |  | PUNABHAGHATTA_66 |  |  |  |  | 1310303903010101 | F01-HIREMEGALAGERE | AGRI | Rural | 36.0667 |  | Conductor | #N/A | #N/A | #N/A | #N/A | [7 empty] | #N/A | #N/A |  |  |  | #N/A | #N/A | 0 | 0 | 0 | 0 | 0 | #N/A | #N/A | #N/A
244 | Karnataka | BESCOM | Chitradurga | 13 | Vijayanagara | Davanagere | Vijayanagara | Harihara | 13103 | TELIGI | 1310304 |  |  | PUNABHAGHATTA_66 |  |  |  |  | 1310303903010102 | F02-KANCHIKERE | AGRI | Rural | 40.459 |  | Conductor | #N/A | #N/A | #N/A | #N/A | [7 empty] | #N/A | #N/A |  |  |  | #N/A | #N/A | 0 | 0 | 0 | 0 | 0 | #N/A | #N/A | #N/A
245 | Karnataka | BESCOM | Chitradurga | 13 | Vijayanagara | Davanagere | Vijayanagara | Harihara | 13103 | TELIGI | 1310304 |  |  | PUNABHAGHATTA_66 |  |  |  |  | 1310303903010103 | F03-KYAKETTE | AGRI | Rural | 40.209 |  | Conductor | #N/A | #N/A | #N/A | #N/A | [7 empty] | #N/A | #N/A |  |  |  | #N/A | #N/A | 0 | 0 | 0 | 0 | 0 | #N/A | #N/A | #N/A
246 | Karnataka | BESCOM | Chitradurga | 13 | Vijayanagara | Davanagere | Vijayanagara | Harihara | 13103 | TELIGI | 1310304 |  |  | PUNABHAGHATTA_66 |  |  |  |  | 1310303903020301 | F04-PUNABHAGHATTA NJY | NJY | Rural | 46.454 |  | Conductor | #N/A | #N/A | #N/A | #N/A | [7 empty] | #N/A | #N/A |  |  |  | #N/A | #N/A | 0 | 0 | 0 | 0 | 0 | #N/A | #N/A | #N/A
247 | Karnataka | BESCOM | Chitradurga | 13 | Vijayanagara | Davanagere | Vijayanagara | Harihara | 13103 | TELIGI | 1310304 |  |  | PUNABHAGHATTA_66 |  |  |  |  | 1310303903010104 | F05-HOSAKOTI | AGRI | Rural | 35.909 |  | Conductor | #N/A | #N/A | #N/A | #N/A | [7 empty] | #N/A | #N/A |  |  |  | #N/A | #N/A | 0 | 0 | 0 | 0 | 0 | #N/A | #N/A | #N/A
248 | Karnataka | BESCOM | Chitradurga | 13 | Vijayanagara | Davanagere | Vijayanagara | Harihara | 13103 | TELIGI | 1310304 |  |  | PUNABHAGHATTA_66 |  |  |  |  | 1310303903020302 | F06-ARASIKERE | AGRI | Rural | 10.009 |  | Conductor | #N/A | #N/A | #N/A | #N/A | [7 empty] | #N/A | #N/A |  |  |  | #N/A | #N/A | 0 | 0 | 0 | 0 | 0 | #N/A | #N/A | #N/A
249 | Karnataka | BESCOM | Chitradurga | 13 | Vijayanagara | Davanagere | Vijayanagara | Harihara | 13103 | TELIGI | 1310304 |  |  | PUNABHAGHATTA_66 |  |  |  |  | 1310303903020303 | F07-LAXMIPURA | AGRI | Rural | 31.0487 |  | Conductor | #N/A | #N/A | #N/A | #N/A | [7 empty] | #N/A | #N/A |  |  |  | #N/A | #N/A | 0 | 0 | 0 | 0 | 0 | #N/A | #N/A | #N/A
250 | Karnataka | BESCOM | Chitradurga | 13 | Vijayanagara | Davanagere | Vijayanagara | Harihara | 13103 | TELIGI | 1310304 |  |  | PUNABHAGHATTA_66 |  |  |  |  | 1310303903020304 | F08-KAVALAHALLI | NJY | Rural | 42.566 |  | Conductor | #N/A | #N/A | #N/A | #N/A | [7 empty] | #N/A | #N/A |  |  |  | #N/A | #N/A | 0 | 0 | 0 | 0 | 0 | #N/A | #N/A | #N/A
251 | Karnataka | BESCOM | Chitradurga | 13 | Vijayanagara | Davanagere | Vijayanagara | Harihara | 13103 | TELIGI | 1310304 |  |  | PUNABHAGHATTA_66 |  |  |  |  | 1310303903020101 | F09-ADAVIMALLAPURA | AGRI | Rural | 37.009 |  | Conductor | #N/A | #N/A | #N/A | #N/A | [7 empty] | #N/A | #N/A |  |  |  | #N/A | #N/A | 0 | 0 | 0 | 0 | 0 | #N/A | #N/A | #N/A
252 | Karnataka | BESCOM | Chitradurga | 13 | Vijayanagara | Davanagere | Vijayanagara | Harihara | 13103 | TELIGI | 1310304 |  |  | PUNABHAGHATTA_66 |  |  |  |  | 1310303903010105 | F10-KODI SIDDESWARA IP | AGRI | Rural | 50.553 |  | Conductor | #N/A | #N/A | #N/A | #N/A | [7 empty] | #N/A | #N/A |  |  |  | #N/A | #N/A | 0 | 0 | 0 | 0 | 0 | #N/A | #N/A | #N/A
253 | Karnataka | BESCOM | Chitradurga | 13 | Vijayanagara | Davanagere | Vijayanagara | Harihara | 13103 | TELIGI | 1310304 |  |  | PUNABHAGHATTA_66 |  |  |  |  | 1310303903010106 | F11-J L HALLI NJY | NJY | Rural | 47.818 |  | Conductor | #N/A | #N/A | #N/A | #N/A | [7 empty] | #N/A | #N/A |  |  |  | #N/A | #N/A | 0 | 0 | 0 | 0 | 0 | #N/A | #N/A | #N/A
254 | Karnataka | BESCOM | Chitradurga | 13 | Vijayanagara | Davanagere | Vijayanagara | Harihara | 13103 | TELIGI | 1310304 |  |  | PUNABHAGHATTA_66 |  |  |  |  | 1310303903020501 | F12-BUDIYAL | NJY | Rural | 23.329 |  | Conductor | #N/A | #N/A | #N/A | #N/A | [7 empty] | #N/A | #N/A |  |  |  | #N/A | #N/A | #N/A | #N/A | #N/A | #N/A | #N/A | #N/A | #N/A | #N/A
255 | Karnataka | BESCOM | Chitradurga | 13 | Vijayanagara | Davanagere | Vijayanagara | Harihara | 13103 | TELIGI | 1310304 |  |  | PUNABHAGHATTA_66 |  |  |  |  | 1310303903010107 | F13-THOUDUR IP | AGRI | Rural | 27.409 |  | Conductor | #N/A | #N/A | #N/A | #N/A | [7 empty] | #N/A | #N/A |  |  |  | #N/A | #N/A | #N/A | #N/A | #N/A | #N/A | #N/A | #N/A | #N/A | #N/A
256 | Karnataka | BESCOM | Chitradurga | 13 | Vijayanagara | Davanagere | Vijayanagara | Harihara | 13103 | TELIGI | 1310304 |  |  | PUNABHAGHATTA_66 |  |  |  |  | 1310303903020502 | F14-VADDINAHALLI IP | AGRI | Rural | 47.818 |  | Conductor | #N/A | #N/A | #N/A | #N/A | [7 empty] | #N/A | #N/A |  |  |  | #N/A | #N/A | #N/A | #N/A | #N/A | #N/A | #N/A | #N/A | #N/A | #N/A
257 | Karnataka | BESCOM | Chitradurga | 13 | Vijayanagara | Davanagere | Vijayanagara | Harihara | 13103 | TELIGI | 1310304 |  |  | PUNABHAGHATTA_66 |  |  |  |  | 1310303903020503 | F15-SATTURU IP | AGRI | Rural | 47.818 |  | Conductor | #N/A | #N/A | #N/A | #N/A | [7 empty] | #N/A | #N/A |  |  |  | #N/A | #N/A | #N/A | #N/A | #N/A | #N/A | #N/A | #N/A | #N/A | #N/A
258 | Karnataka | BESCOM | Chitradurga | 13 | Vijayanagara | Davanagere | Vijayanagara | Harihara | 13103 | TELIGI | 1310304 |  |  | TELAGI_66 |  |  |  |  | 1310303905010101 | F01-BENDIGERI | AGRI | Rural | 25.0307 |  | Conductor | #N/A | #N/A | #N/A | #N/A | [7 empty] | #N/A | #N/A |  |  |  | #N/A | #N/A | 0 | 0 | 0 | 0 | 0 | #N/A | #N/A | #N/A
259 | Karnataka | BESCOM | Chitradurga | 13 | Vijayanagara | Davanagere | Vijayanagara | Harihara | 13103 | TELIGI | 1310304 |  |  | TELAGI_66 |  |  |  |  | 1310303905010102 | F02-DADAPURA | AGRI | Rural | 26.339 |  | Conductor | #N/A | #N/A | #N/A | #N/A | [7 empty] | #N/A | #N/A |  |  |  | #N/A | #N/A | #N/A | #N/A | #N/A | #N/A | #N/A | #N/A | #N/A | #N/A
260 | Karnataka | BESCOM | Chitradurga | 13 | Vijayanagara | Davanagere | Vijayanagara | Harihara | 13103 | TELIGI | 1310304 |  |  | TELAGI_66 |  |  |  |  | 1310303905010103 | F03-KANDIKERI | AGRI | Rural | 29.117 |  | Conductor | #N/A | #N/A | #N/A | #N/A | [7 empty] | #N/A | #N/A |  |  |  | #N/A | #N/A | 0 | 0 | 0 | 0 | 0 | #N/A | #N/A | #N/A
261 | Karnataka | BESCOM | Chitradurga | 13 | Vijayanagara | Davanagere | Vijayanagara | Harihara | 13103 | TELIGI | 1310304 |  |  | TELAGI_66 |  |  |  |  | 1310303905020301 | F04-GUNDAGATTI | AGRI | Rural | 45.6787 |  | Conductor | #N/A | #N/A | #N/A | #N/A | [7 empty] | #N/A | #N/A |  |  |  | #N/A | #N/A | 0 | 0 | 0 | 0 | 0 | #N/A | #N/A | #N/A
262 | Karnataka | BESCOM | Chitradurga | 13 | Vijayanagara | Davanagere | Vijayanagara | Harihara | 13103 | TELIGI | 1310304 |  |  | TELAGI_66 |  |  |  |  | 1310303905020302 | F05-ALAGILAWADA, | AGRI | Rural | 43.182 |  | Conductor | #N/A | #N/A | #N/A | #N/A | [7 empty] | #N/A | #N/A |  |  |  | #N/A | #N/A | 0 | 0 | 0 | 0 | 0 | #N/A | #N/A | #N/A
263 | Karnataka | BESCOM | Chitradurga | 13 | Vijayanagara | Davanagere | Vijayanagara | Harihara | 13103 | TELIGI | 1310304 |  |  | TELAGI_66 |  |  |  |  | 1310303905010104 | F06-RAGIMASALWADA | AGRI | Rural | 51.1913 |  | Conductor | #N/A | #N/A | #N/A | #N/A | [7 empty] | #N/A | #N/A |  |  |  | #N/A | #N/A | 0 | 0 | 0 | 0 | 0 | #N/A | #N/A | #N/A
264 | Karnataka | BESCOM | Chitradurga | 13 | Vijayanagara | Davanagere | Vijayanagara | Harihara | 13103 | TELIGI | 1310304 |  |  | TELAGI_66 |  |  |  |  | 1310303905020304 | F07-CHIRASTAHALLI | NJY | Rural | 31.5113 |  | Conductor | #N/A | #N/A | #N/A | #N/A | [7 empty] | #N/A | #N/A |  |  |  | #N/A | #N/A | 0 | 0 | 0 | 0 | 0 | #N/A | #N/A | #N/A
265 | Karnataka | BESCOM | Chitradurga | 13 | Vijayanagara | Davanagere | Vijayanagara | Harihara | 13103 | TELIGI | 1310304 |  |  | TELAGI_66 |  |  |  |  | 1310303905030501 | F08-VATLAHALLI NJY | NJY | Rural | 24.848 |  | Conductor | #N/A | #N/A | #N/A | #N/A | [7 empty] | #N/A | #N/A |  |  |  | #N/A | #N/A | 0 | 0 | 0 | 0 | 0 | #N/A | #N/A | #N/A
266 | Karnataka | BESCOM | Chitradurga | 13 | Vijayanagara | Davanagere | Vijayanagara | Harihara | 13103 | TELIGI | 1310304 |  |  | TELAGI_66 |  |  |  |  | 1310303905030301 | F09-SHANKRAHALLI | AGRI | Rural | 30.969 |  | Conductor | #N/A | #N/A | #N/A | #N/A | [7 empty] | #N/A | #N/A |  |  |  | #N/A | #N/A | #N/A | #N/A | #N/A | #N/A | #N/A | #N/A | #N/A | #N/A
267 | Karnataka | BESCOM | Chitradurga | 13 | Vijayanagara | Davanagere | Vijayanagara | Harihara | 13103 | TELIGI | 1310304 |  |  | TELAGI_66 |  |  |  |  | 1310303905030302 | F10-NAGALAPURA | NJY | Rural | 26.81 |  | Conductor | #N/A | #N/A | #N/A | #N/A | [7 empty] | #N/A | #N/A |  |  |  | #N/A | #N/A | #N/A | #N/A | #N/A | #N/A | #N/A | #N/A | #N/A | #N/A
268 | Karnataka | BESCOM | Chitradurga | 13 | Vijayanagara | Davanagere | Vijayanagara | Harihara | 13103 | TELIGI | 1310304 |  |  | TELAGI_66 |  |  |  |  | 1310303905030303 | F11-SINGRIHALLI | AGRI | Rural | 22.339 |  | Conductor | #N/A | #N/A | #N/A | #N/A | [7 empty] | #N/A | #N/A |  |  |  | #N/A | #N/A | #N/A | #N/A | #N/A | #N/A | #N/A | #N/A | #N/A | #N/A
269 | Karnataka | BESCOM | Chitradurga | 13 | Vijayanagara | Davanagere | Vijayanagara | Harihara | 13103 | TELIGI | 1310304 |  |  | TELAGI_66 |  |  |  |  | 1310303905030304 | F12-TELIGITOWN | NJY | Rural | 9.035 |  | Conductor | #N/A | #N/A | #N/A | #N/A | [7 empty] | #N/A | #N/A |  |  |  | #N/A | #N/A | 0 | 0 | 0 | 0 | 0 | #N/A | #N/A | #N/A
270 | Karnataka | BESCOM | Chitradurga | 13 | Vijayanagara | Davanagere | Vijayanagara | Harihara | 13103 | TELIGI | 1310304 |  |  | TELAGI_66 |  |  |  |  | 1310303905030502 | F13-THALAVAGALU NJY | NJY | Rural | 51.118 |  | Conductor | #N/A | #N/A | #N/A | #N/A | [7 empty] | #N/A | #N/A |  |  |  | #N/A | #N/A | 0 | 0 | 0 | 0 | 0 | #N/A | #N/A | #N/A
271 | Karnataka | BESCOM | Chitradurga | 13 | Vijayanagara | Davanagere | Vijayanagara | Harihara | 13103 | TELIGI | 1310304 |  |  | TELAGI_66 |  |  |  |  | 1310303905020303 | F14-KADATHI | AGRI | Rural | 31.7223 |  | Conductor | #N/A | #N/A | #N/A | #N/A | [7 empty] | #N/A | #N/A |  |  |  | #N/A | #N/A | 0 | 0 | 0 | 0 | 0 | #N/A | #N/A | #N/A
272 | Karnataka | BESCOM | Chitradurga | 13 | Vijayanagara | Davanagere | Vijayanagara | Harihara | 13103 | TELIGI | 1310304 |  |  | UCHCHANGIDURGA_66 |  |  |  |  | 1310303908010101 | F01-KARADIDURGA | AGRI | Rural | 45.114 |  | Conductor | #N/A | #N/A | #N/A | #N/A | [7 empty] | #N/A | #N/A |  |  |  | #N/A | #N/A | 0 | 0 | 0 | 0 | 0 | #N/A | #N/A | #N/A
273 | Karnataka | BESCOM | Chitradurga | 13 | Vijayanagara | Davanagere | Vijayanagara | Harihara | 13103 | TELIGI | 1310304 |  |  | UCHCHANGIDURGA_66 |  |  |  |  | 1310303908010105 | F02-CHATNIHALLI NJY | NJY | Rural | 38.685 |  | Conductor | #N/A | #N/A | #N/A | #N/A | [7 empty] | #N/A | #N/A |  |  |  | #N/A | #N/A | 0 | 0 | 0 | 0 | 0 | #N/A | #N/A | #N/A
274 | Karnataka | BESCOM | Chitradurga | 13 | Vijayanagara | Davanagere | Vijayanagara | Harihara | 13103 | TELIGI | 1310304 |  |  | UCHCHANGIDURGA_66 |  |  |  |  | 1310303908020305 | F03-PANIYAPURA INDUSTRIAL | INDUSTRIAL | Rural | 15.0557 |  | Conductor | #N/A | #N/A | #N/A | #N/A | [7 empty] | #N/A | #N/A |  |  |  | #N/A | #N/A | 0 | 0 | 0 | 0 | 0 | #N/A | #N/A | #N/A
275 | Karnataka | BESCOM | Chitradurga | 13 | Vijayanagara | Davanagere | Vijayanagara | Harihara | 13103 | TELIGI | 1310304 |  |  | UCHCHANGIDURGA_66 |  |  |  |  | 1310303908020306 | F04-U BAVINAHALLI | AGRI | Rural | 11.064 |  | Conductor | #N/A | #N/A | #N/A | #N/A | [7 empty] | #N/A | #N/A |  |  |  | #N/A | #N/A | 0 | 0 | 0 | 0 | 0 | #N/A | #N/A | #N/A
276 | Karnataka | BESCOM | Chitradurga | 13 | Vijayanagara | Davanagere | Vijayanagara | Harihara | 13103 | TELIGI | 1310304 |  |  | UCHCHANGIDURGA_66 |  |  |  |  | 1310303908010102 | F05-CHIKKAMEGALAGERE NJY | NJY | Rural | 46.8623 |  | Conductor | #N/A | #N/A | #N/A | #N/A | [7 empty] | #N/A | #N/A |  |  |  | #N/A | #N/A | #N/A | #N/A | #N/A | #N/A | #N/A | #N/A | #N/A | #N/A
277 | Karnataka | BESCOM | Chitradurga | 13 | Vijayanagara | Davanagere | Vijayanagara | Harihara | 13103 | TELIGI | 1310304 |  |  | UCHCHANGIDURGA_66 |  |  |  |  | 1310303908010103 | F06-UCHANGIDURGA NJY | NJY | Rural | 19.178 |  | Conductor | #N/A | #N/A | #N/A | #N/A | [7 empty] | #N/A | #N/A |  |  |  | #N/A | #N/A | 0 | 0 | 0 | 0 | 0 | #N/A | #N/A | #N/A
278 | Karnataka | BESCOM | Chitradurga | 13 | Vijayanagara | Davanagere | Vijayanagara | Harihara | 13103 | TELIGI | 1310304 |  |  | UCHCHANGIDURGA_66 |  |  |  |  | 1310303908020301 | F07-HALLAMMANA THOPU | INDUSTRIAL | Rural | 54.338 |  | Conductor | #N/A | #N/A | #N/A | #N/A | [7 empty] | #N/A | #N/A |  |  |  | #N/A | #N/A | 0 | 0 | 0 | 0 | 0 | #N/A | #N/A | #N/A
279 | Karnataka | BESCOM | Chitradurga | 13 | Vijayanagara | Davanagere | Vijayanagara | Harihara | 13103 | TELIGI | 1310304 |  |  | UCHCHANGIDURGA_66 |  |  |  |  | 1310303908020304 | F08-ANAJGERE | AGRI | Rural | 27.109 |  | Conductor | #N/A | #N/A | #N/A | #N/A | [7 empty] | #N/A | #N/A |  |  |  | #N/A | #N/A | #N/A | #N/A | #N/A | #N/A | #N/A | #N/A | #N/A | #N/A
280 | Karnataka | BESCOM | Chitradurga | 13 | Vijayanagara | Davanagere | Vijayanagara | Harihara | 13103 | TELIGI | 1310304 |  |  | UCHCHANGIDURGA_66 |  |  |  |  | 1310303908020307 | F09-GADIGUDAL NJY | NJY | Rural | 36.2957 |  | Conductor | #N/A | #N/A | #N/A | #N/A | [7 empty] | #N/A | #N/A |  |  |  | #N/A | #N/A | 0 | 0 | 0 | 0 | 0 | #N/A | #N/A | #N/A
281 | Karnataka | BESCOM | Chitradurga | 13 | Vijayanagara | Davanagere | Vijayanagara | Harihara | 13103 | TELIGI | 1310304 |  |  | UCHCHANGIDURGA_66 |  |  |  |  | 1310303908020302 | F10-MADIHALLI | AGRI | Rural | 51.619 |  | Conductor | #N/A | #N/A | #N/A | #N/A | [7 empty] | #N/A | #N/A |  |  |  | #N/A | #N/A | 0 | 0 | 0 | 0 | 0 | #N/A | #N/A | #N/A
282 | Karnataka | BESCOM | Chitradurga | 13 | Vijayanagara | Davanagere | Vijayanagara | Harihara | 13103 | TELIGI | 1310304 |  |  | UCHCHANGIDURGA_66 |  |  |  |  | 1310303908020303 | F11-RAMAGHATTA | AGRI | Rural | 40.459 |  | Conductor | #N/A | #N/A | #N/A | #N/A | [7 empty] | #N/A | #N/A |  |  |  | #N/A | #N/A | 0 | 0 | 0 | 0 | 0 | #N/A | #N/A | #N/A
283 | Karnataka | BESCOM | Chitradurga | 13 | Vijayanagara | Davanagere | Vijayanagara | Harihara | 13103 | TELIGI | 1310304 |  |  | UCHCHANGIDURGA_66 |  |  |  |  | 1310303908020308 | F12-NAREBOMMANAHALLI IP | AGRI | Rural | 39.459 |  | Conductor | #N/A | #N/A | #N/A | #N/A | [7 empty] | #N/A | #N/A |  |  |  | #N/A | #N/A | #N/A | #N/A | #N/A | #N/A | #N/A | #N/A | #N/A | #N/A