## BOM (hidden)
BANGLORE ELECTRICITY SUPPLY COMPANY LIMITED
Estimate no:-
Sl no. | Benificiary name | «¼Á¸À | Village | UÁæªÀÄ | Section | RCC Pole - 9 Mtr DP set | RCC Pole - 9 Mtr Long, 145 Kg WL | PSCC pole 9met long 200kg WL | RCC pole 8met long 200kg WL | PSCC pole 8met long 200kg WL | SEE | 11kv Horizantal X-arm with HTST | 11KV Polymeric Pin Insulator | 45 kn Polymeric Disc insulators | Guy set with No.15 strain insulator | Rabbit ACSR conductor with 1.5%sag | 4-pin X-arms with clamps bolts nuts | 2-pin X-arms with clamps, bolts,nuts | 1.1kv pin insulators with GI pin | Loading/Unloading of 8met poles | Head carring of poles | 25 | RCC Pole - 9 Mtr Long, 145 Kg WL | PSCC pole 9met long 200kg WL | SEE | 4-pin X-arms with clamps bolts nuts | 2-pin X-arms with clamps, bolts,nuts | 1.1kv pin insulators with GI pin | No.8kv strain insulators | Guy set with No.8 strain insulator | Rabbit ACSR conductor with 1.5%sag | Loading/Unloading of 8met poles | Head carring of poles | Feeder | Feeder | SD | Servey no. | Cont
1 | Sri. K.M.Somachandrappa s/o Marigowdappa | ²æÃ PÉ.JªÀiï. ¸ÉÆÃªÀÄZÀAzÀæ¥Àà ©£ï ªÀÄjUËzÀ¥Àà | Marikoppa | ªÀiÁjPÉÆ¥Àà | O&M-2 |  | 0 | 0 | 0 | 0 | 0 | 1 | 0 | 6 | 1 | 0.10658 | 0 | 0 | 0 | 0 | 0 | 1 | 1 | 0 | 1 | 2 | 0 | 0 | 8 | 1 | 0.1218 | 1 | 1 | F05-Marikoppa | J¥sï-5 ªÀiÁjPÉÆ¥Àà | Honnali | 37/1 | MBT
2 | Sri. Hanumanthappa s/o Doddakenchappa | ²æÃ ºÀ£ÀÄªÀÄAvÀ¥Àà ©£ï zÉÆqÀØPÉAZÀ¥Àà | Konayakanahalli(Anjanapura) | PÉÆ£ÁAiÀÄPÀ£ÀºÀ½î (CAd£Á¥ÀÅgÀ) | O&M-2 |  | 0 | 0 | 0 | 0 | 0 | 1 | 0 | 6 | 1 | 0.09135 | 0 | 0 | 0 | 0 | 0 | 1 | 1 | 0 | 1 | 2 | 0 | 0 | 8 | 1 | 0.0812 | 1 | 1 | F02-Balleshwara | J¥sï-2 §¼ÉîÃ±ÀégÀ | Honnali | .26/6 | MBT
3 | 1)Sri.Rajashekar s/o Erappa 02)Sri.G.Rudrappa s/o Thirukappa, 03) Sri.Rangappa s/o Ramappa | 01)²æÃ gÁd±ÉÃRgï ©£ï FgÀ¥Àà 02)f.gÀÄzÀæ¥Àà ©£ï wgÀÄPÀ¥Àà 03)²æÃ.gÀAUÀ¥Àà ©£ï gÁªÀÄ¥Àà | Byaranahalli | ¨ÉÊgÀ£ÀºÀ½î | Kyasinakere |  | 0 | 0 | 0 | 0 | 0 | 1 | 0 | 6 | 1 | 0.09135 | 0 | 0 | 0 | 0 | 0 | 1 | 1 | 0 | 1 | 2 | 0 | 0 | 8 | 1 | 0.0812 | 1 | 1 | F02-Kyasinakere | J¥sï-2 PÁå¹£ÀPÉgÉ | Honnali | 17/2,6/26,6/19. | MBT
4 | Sri.Haleshappa s/o Nagappa | ²æÃ ºÁ¯ÉÃ±À¥Àà ©£ï £ÁUÀ¥Àà | Byaranahalli | ¨ÉÊgÀ£ÀºÀ½î | Kyasinakere |  | 0 | 0 | 0 | 0 | 0 | 1 | 0 | 6 | 1 | 0.09135 | 0 | 0 | 0 | 0 | 0 | 1 | 1 | 0 | 1 | 2 | 0 | 0 | 8 | 1 | 0.0812 | 1 | 1 | F02-Kyasinakere | J¥sï-2 PÁå¹£ÀPÉgÉ | Honnali | 57/2 | Veerabhadreshwara
5 | Sri.C.Maheshwarappa s/o Eshwarappa | ²æÃ ªÀÄºÉÃ±ÀégÀ¥Àà ©£ï F±ÀégÀ¥Àà | Chikkerehalli | aPÉÌgÉºÀ½î | O&M-2 |  | 0 | 2 | 0 | 0 | 2 | 3 | 6 | 6 | 1 | 0.3045 | 0 | 0 | 0 | 2 | 2 | 1 | 1 | 0 | 1 | 2 | 0 | 0 | 8 | 1 | 0.0812 | 1 | 1 | F05-Marikoppa | J¥sï-5 ªÀiÁjPÉÆ¥Àà | Honnali | 36/1 | Dev
6 | Sri.Chikkappa s/o Chikkappa | ²æÃ aPÀÌ¥Àà ©£ï aPÀÌ¥Àà | Hunasehalli | ºÀÄt¸ÉÃºÀ½î | O&M-1 |  | 0 | 0 | 0 | 0 | 0 | 1 | 0 | 6 | 1 | 0.09135 | 0 | 0 | 0 | 0 | 0 | 1 | 1 | 0 | 1 | 2 | 0 | 0 | 8 | 1 | 0.0812 | 1 | 1 | F01-Kammaragatte | J¥sï-1 PÀªÀiÁägÀUÀmÉÖ | Honnali | 30/3C | Dev
7 | Smt.Benakamma w/o Benakappa | ²æÃªÀÄw ¨É£ÀPÀªÀÄä PÉÆÃA ¨É£ÀPÀ¥Àà | Hunasehalli | ºÀÄt¸ÉÃºÀ½î | O&M-1 |  | 0 | 0 | 0 | 0 | 0 | 1 | 0 | 6 | 1 | 0.09135 | 0 | 0 | 0 | 0 | 0 | 1 | 1 | 0 | 1 | 2 | 0 | 0 | 8 | 1 | 0.0812 | 1 | 1 | F01-Kammaragatte | J¥sï-1 PÀªÀiÁägÀUÀmÉÖ | Honnali | 37* | Dev
8 | Sri.Madhurayappa s/o Nagarapappa waid RR No. ZKTIP14512 | ²æÃ ªÀÄzsÀÄgÁAiÀÄ¥Àà ©£ï £ÁUÀgÁd¥Àà | Takkanahalli | vÀPÀÌ£ÀºÀ½î | O&M-1 |  | 0 | 0 | 0 | 0 | 0 | 1 | 0 | 6 | 1 | 0.09135 | 0 | 0 | 0 | 0 | 0 | 1 | 1 | 0 | 1 | 2 | 0 | 0 | 8 | 1 | 0.0812 | 1 | 1 | F02-Taraganahalli | J¥sï-2 vÀgÀUÀ£ÀºÀ½î | Honnali |  | Svs
9 | Smt.B.N.Prabhavathi w/o Niranjan.Y | ²æÃªÀÄw ©.J£ï.¥Àæ¨sÁªÀw PÉÆÃA ¤gÀAd£À.f | Kathige | PÀwÛUÉ | Kathige |  | 0 | 1 | 0 | 0 | 1 | 3 | 3 | 6 | 1 | 0.15225 | 0 | 0 | 0 | 1 | 1 | 1 | 1 | 0 | 1 | 2 | 0 | 0 | 8 | 1 | 0.0812 | 1 | 1 | F02-Jeenahalli | J¥sï-2 fÃ£ÀºÀ½î | Nyamathi | 103/5 | Nandi
10 | Sri.D.H.Omkarappa s/o Mariyappa | ²æÃ r.ºÉZï.NAPÁgÀ¥Àà ©£ï ªÀÄjAiÀÄ¥Àà | Bidaragadde | ©zÀgÀUÀqÉØ | O&M-2 |  | 0 | 0 | 0 | 0 | 0 | 1 | 0 | 6 | 1 | 0.0609 | 0 | 0 | 0 | 0 | 0 | 1 | 1 | 0 | 1 | 2 | 0 | 0 | 8 | 1 | 0.0812 | 1 | 1 | F07-Gedderameshwara | J¥sï-7 UÉqÉØgÁªÉÄÃ±ÀégÀ | Honnali | 44/6 | Nandi
11 | Sri.Rudrappagowda.M.G. s/o Veerappa & Smt Chandramma w/o Nanjappa | ²æÃ gÀÄzÀæ¥ÀàUËqÀ ©£ï «ÃgÀ¥Àà ªÀÄvÀÄÛ ²æÃªÀÄw ZÀAzÀæªÀÄä PÉÆÃA £ÀAd¥Àà | Madanabavi | ªÀiÁzÀ£À¨Á« | O&M-1 |  | 0 | 4 | 0 | 0 | 4 | 5 | 0 | 6 | 1 | 0.39585 | 0 | 0 | 0 | 4 | 4 | 1 | 1 | 0 | 1 | 2 | 0 | 0 | 8 | 1 | 0.0812 | 1 | 1 | F07-Beejogatte | J¥sï-7 UÉqÉØgÁªÉÄÃ±ÀégÀ | Nyamathi | 20/8, | Nandi
12 | Sri.Kuberanaik s/o Onkaranaik & 2nos others | ²æÃ PÀÄ¨ÉÃgÀ£ÁAiÀÄÌ ©£ï NAPÁgÀ£ÁAiÀÄÌ ªÀÄvÀÄÛ 2¸ÀASÉå EvÀgÀgÀÄ | Ujjanipura | GdÓ¤Ã¥ÀÅgÀ | Sasvehalli |  | 0 | 0 | 0 | 0 | 0 | 1 | 0 | 6 | 1 | 0.0609 | 0 | 0 | 0 | 0 | 0 | 1 | 1 | 0 | 1 | 2 | 0 | 0 | 8 | 1 | 0.0812 | 1 | 1 | F12-Benakanahalli | J¥sï-12 ¨É£ÀPÀ£ÀºÀ½î | Honnali | 27/2C, | Nandi
13 | Smt. Gouramma w/o Halappa | ²æÃªÀÄw UËgÀªÀÄä PÉÆÃA ºÁ®¥Àà | Sasvehalli | ¸Á¸ÉéÃºÀ½î | Sasvehalli |  | 0 | 0 | 0 | 0 | 0 | 1 | 0 | 6 | 1 | 0.0609 | 0 | 0 | 0 | 0 | 0 | 1 | 1 | 0 | 1 | 2 | 0 | 0 | 8 | 1 | 0.0812 | 1 | 1 | F01-Channenahalli | J¥sï-1 ZÀ£ÉßÃ£ÀºÀ½î | Honnali | 56/2 | Nandi
14 | Smt.S.Rajeshwari w/o L.Shankaranaik | ²æÃªÀÄw gÁeÉÃ±Àéj PÉÆÃA J¯ï.±ÀAPÀgÀ£ÁAiÀÄÌ | Thimlapura | wªÀiÁè¥ÀÅgÀ | Malebennur |  | 1 | 1 | 0 | 0 | 2 | 3 | 3 | 6 | 1 | 0.2436 | 0 | 0 | 0 | 2 | 2 | 1 | 1 | 0 | 1 | 2 | 0 | 0 | 8 | 1 | 0.0812 | 1 | 1 |  |  | Harihara | 54/1 | Svs
15 | Smt.Giddamma w/o Halappa | ²æÃªÀÄw VqÀØªÀÄä PÉÆÃA ºÁ®¥Àà | Tyagadakatte | vÁåUÀzÀPÀmÉÖ | Kyasinakere |  | 0 | 0 | 0 | 0 | 0 | 1 | 0 | 6 | 1 | 0.0609 | 0 | 0 | 0 | 0 | 0 | 1 | 1 | 0 | 1 | 2 | 0 | 0 | 8 | 1 | 0.0812 | 1 | 1 | F07-Tyagadakatte | J¥sï-7 vÁåUÀzÀPÀmÉÖ | Honnali | 28/79 | Dvg
16 | Sri.Ningappa s/o Siddappa | ²æÃ ¤AUÀ¥Àà ©£ï ¹zÀÝ¥Àà | Chikkahalivana | aPÀÌºÁ°ªÁt | Kundur |  | 0 | 0 | 0 | 0 | 0 | 1 | 0 | 6 | 1 | 0.0609 | 0 | 0 | 0 | 0 | 0 | 1 | 1 | 0 | 1 | 2 | 0 | 0 | 8 | 1 | 0.0812 | 1 | 1 | F10-Mukthenahalli | J¥sï-10 ªÀÄÄPÉÛÃ£ÀºÀ½î | Honnali | 60/1 | Nandi
17 | Sri.Krishnamurthy s/o Gopalayya | ²æÃ PÀÈµÀÚªÀÄÆwð ©£ï UÉÆÃ¥Á®AiÀÄå | Dodderehalli | zÉÆqÉØÃgÉºÀ½î | O&M-2 |  | 0 | 0 | 0 | 0 | 0 | 1 | 0 | 6 | 1 | 0.0609 | 0 | 0 | 0 | 0 | 0 | 1 | 1 | 0 | 1 | 2 | 0 | 0 | 8 | 1 | 0.0812 | 1 | 1 | F05-Marikoppa | J¥sï-5 ªÀiÁjPÉÆ¥Àà | Honnali | 36/5 | Dev
18 | Sri.Nagendranaik s/o Haniyanaik 2nos | ²æÃ £ÁUÉÃAzÀæ£ÁAiÀÄÌ ©£ï ºÀ¤AiÀÄ£ÁAiÀÄÌ 2¸ÀASÉå | Chikkabasur Tanda | aPÀÌ¨Á¸ÀÆgÀÄ vÁAqÀ | Sasvehalli |  | 0 | 0 | 0 | 0 | 0 | 1 | 0 | 6 | 1 | 0.0609 | 0 | 0 | 0 | 0 | 0 | 1 | 1 | 0 | 1 | 2 | 0 | 0 | 8 | 1 | 0.0812 | 1 | 1 | F11-Hirebasur | J¥sï-11 »gÉÃ¨Á¸ÀÆgÀÄ | Honnali | 72/5 | Nandi
19 | Sri.Shekarappa s/o Hanumanthappa | ²æÃ ±ÉÃRgÀ¥Àà ©£ï ºÀ£ÀÄªÀÄAvÀ¥Àà | Chikkabasur Tanda | aPÀÌ¨Á¸ÀÆgÀÄ vÁAqÀ | Sasvehalli |  | 0 | 0 | 0 | 0 | 0 | 1 | 0 | 6 | 1 | 0.0609 | 0 | 0 | 0 | 0 | 0 | 1 | 1 | 0 | 1 | 2 | 0 | 0 | 8 | 1 | 0.0812 | 1 | 1 | F11-Hirebasur | J¥sï-11 »gÉÃ¨Á¸ÀÆgÀÄ | Honnali | 16/* | Dev
20 | Sri.Varadarajappa s/o Yogeshwarappa.S.N | ²æÃ ªÀgÀzÀgÁd¥Àà ©£ï AiÉÆÃUÉÃ±ÀégÀ¥Àà.J¸ï.J£ï | Kulambi | PÀÆ®A© | Kundur |  | 0 | 0 | 0 | 0 | 0 | 1 | 0 | 6 | 1 | 0.0609 | 0 | 0 | 0 | 0 | 0 | 1 | 1 | 0 | 1 | 2 | 0 | 0 | 8 | 1 | 0.0812 | 1 | 1 | F10-Mukthenahalli | J¥sï-10 ªÀÄÄPÉÛÃ£ÀºÀ½î | Honnali | 152/5 | Munavar
21 | Smt.Vimalamma w/o Ujjinappa and 2nos | ²æÃªÀÄw «ªÀÄ®ªÀÄä PÉÆÃA GfÓ£À¥Àà ªÀÄvÀÄÛ 2 ¸ÀASÉå EvÀgÀgÀÄ | Arakere | CgÀPÉgÉ | O&M-1 |  | 0 | 2 | 0 | 0 | 2 | 2 | 6 | 6 | 0 | 0.3654 | 0 | 0 | 0 | 2 | 2 | 1 | 1 | 0 | 1 | 2 | 0 | 0 | 8 | 1 | 0.0812 | 1 | 1 | F07-Arakere | J¥sï-07 CgÀPÉgÉ | Honnali | 59/4 | Dev
22 | Smt.Siddamma w/o Siddappa | ²æÃªÀÄw ¹zÀÝªÀÄä PÉÆÃA ¹zÀÝ¥Àà | Hireginigere | »gÉÃUÉÆÃtÂUÉgÉ | O&M-1 |  | 0 | 0 | 0 | 0 | 0 | 0 | 0 | 6 | 0 | 0.0609 | 0 | 0 | 0 | 0 | 0 | 1 | 1 | 0 | 1 | 2 | 0 | 0 | 8 | 1 | 0.0812 | 1 | 1 | F10-Vaddarahatti | J¥sï-10 ªÀqÀØgÀºÀnÖ | Honnali | 65/* | Mailaralingeshwara
23 | Sri.Manohara s/o Haleshappa | ²æÃ ªÀÄ£ÉÆÃºÀgÀ ©£ï ºÁ¯ÉÃ±À¥Àà | C.Kadadakatte | ¹.PÀqÀzÀPÀmÉÖ | Chilur |  | 0 | 0 | 0 | 0 | 0 | 1 | 0 | 6 | 1 | 0.03045 | 0 | 0 | 0 | 0 | 0 | 1 | 1 | 0 | 1 | 2 | 0 | 0 | 8 | 1 | 0.0812 | 1 | 1 | F09-Kengatte | J¥sï-09 PÉAUÀmÉÖ | Honnali | 91/10 | Malleshappa
24 | Sri.Azad s/o Shabbir Sab | ²æÃ DeÁzï ©£ï ±À©âÃgï ¸Á¨ï | Hireginigere | »gÉÃUÉÆÃtÂUÉgÉ | O&M-1 |  | 0 | 0 | 0 | 0 | 0 | 1 | 0 | 6 | 1 | 0.0609 | 0 | 0 | 0 | 0 | 0 | 1 | 1 | 0 | 1 | 2 | 0 | 0 | 8 | 1 | 0.0812 | 1 | 1 | F10-Vaddarahatti | J¥sï-10 ªÀqÀØgÀºÀnÖ | Honnali | 72/6 | Nandi
25 | Sri.R.Raghavendra s/o B.Ramaswamy | ²æÃ Dgï.gÁWÀªÉÃAzÀæ ©£ï © gÁªÀÄ¸Áé«Ä | Takkanahalli | vÀPÀÌ£ÀºÀ½î | O&M-1 |  | 0 | 0 | 0 | 0 | 0 | 1 | 0 | 6 | 1 | 0.09135 | 0 | 0 | 0 | 0 | 0 | 1 | 1 | 0 | 1 | 2 | 0 | 0 | 8 | 1 | 0.0812 | 1 | 1 | F02-Taraganahalli | J¥sï-2 vÀgÀUÀ£ÀºÀ½î | Honnali | .18/1 | Nandi
26 | Smt.Shanthamma w/o D.Shekarappa | ²æÃªÀÄw ±ÁAvÀªÀÄä PÉÆÃA r ±ÉÃRgÀ¥Àà | Honnuru Vaddarahatti | ºÉÆ£ÀÆßgÀÄ ªÀqÀØgÀºÀnÖ | O&M-1 |  | 0 | 0 | 0 | 0 | 0 | 1 | 0 | 6 | 1 | 0.045675 | 0 | 0 | 0 | 0 | 0 | 1 | 1 | 0 | 1 | 2 | 0 | 0 | 8 | 1 | 0.0812 | 1 | 1 | F10-Vaddarahatti | J¥sï-10 ªÀqÀØgÀºÀnÖ | Honnali | 68/11 | Nandi
27 | Sri.Siddappa s/o Thirukappa | ²æÃ ¹zÀÝ¥Àà PÉÆÃA wgÀÄPÀ¥Àà | Singatagere | ¹AUÀlUÉgÉ | Kundur |  | 0 | 0 | 0 | 0 | 0 | 1 | 0 | 6 | 1 | 0.0609 | 0 | 0 | 0 | 0 | 0 | 1 | 1 | 0 | 1 | 2 | 0 | 0 | 8 | 1 | 0.0812 | 1 | 1 | F-01 Hanumanahalli | J¥sï-1 ºÀ£ÀÄªÀÄ£ÀºÀ½á÷î | Honnali | 41/* | Munavar
28 | Smt.Sakamma w/o Ramappa Sannamallakkara | ²æÃªÀÄw ¸ÁPÀªÀÄä PÉÆÃA gÁªÀÄ¥Àà ¸ÀtÚªÀÄ®èPÀÌgÀ | Kulagatte | PÀÄ¼ÀUÀlÖ | Kyasinakere |  | 0 | 4 | 0 | 0 | 4 | 4 | 12 | 6 | 1 | 0.609 | 0 | 0 | 0 | 4 | 4 | 1 | 1 | 0 | 1 | 2 | 0 | 0 | 8 | 1 | 0.0812 | 1 | 1 | F02-Kyasinakere | J¥sï-2 PÁå¹£ÀPÉgÉ | Honnali | 477/P1 | Svs
29 | Sri.Basavarajappa s/o Veera Basappa | ²æÃ §¸ÀªÀgÁd¥Àà ©£ï «ÃgÀ§¸À¥Àà | Kyasinakere | PÁå¹£ÀPÉgÉ | Kyasinakere |  | 1 | 0 | 0 | 0 | 1 | 2 | 3 | 6 | 1 | 0.609 | 0 | 0 | 0 | 1 | 1 | 1 | 1 | 0 | 1 | 2 | 0 | 0 | 8 | 1 | 0.0812 | 1 | 1 | F02-Kyasinakere | J¥sï-2 PÁå¹£ÀPÉgÉ | Honnali | 18/15 | Nandi
30 | Sri.Manohara.H s/o M.Haleshappa | ²æÃ ªÀÄ£ÉÆÃºÀgÀ ©£ï ºÁ¯ÉÃ±À¥Àà | Kyasinakere | PÁå¹£ÀPÉgÉ | Kyasinakere |  | 1 | 0 | 0 | 0 | 1 | 2 | 3 | 6 | 1 | 0.609 | 0 | 0 | 0 | 1 | 1 | 1 | 1 | 0 | 1 | 2 | 0 | 0 | 8 | 1 | 0.0812 | 1 | 1 | F02-Kyasinakere | J¥sï-2 PÁå¹£ÀPÉgÉ | Honnali | 18/15 | Nandi
31 | Sri.Rudresh s/o Bhuvaneshwarappa 2No's | ²æÃ gÀÄzÉæÃ±ï ©£ï ¨sÀÄªÀ±ÀégÀ¥Àà 2 ¸ÀASÉå | Yakkanahalli | AiÀÄPÀÌ£ÀºÀ½î | Kundur |  | 0 | 0 | 0 | 0 | 0 | 1 | 0 | 6 | 1 | 0.0609 | 0 | 0 | 0 | 0 | 0 | 1 | 1 | 0 | 1 | 2 | 0 | 0 | 8 | 1 | 0.0812 | 1 | 1 | F11-Yakkanahalli | J¥sï-11 AiÀÄPÀÌ£ÀºÀ½î | Honnali | 32/5 | Nandi
32 | Sri.Anil Kumar s/o P.N.Jayadevappa 2No's | ²æÃ C¤Ã¯ï PÀÄªÀiÁgï ©£ï ¦.J£ï.dAiÀÄzÉÃªÀ¥Àà 2 ¸ÀASÉå | Hireginigere | »gÉÃUÉÆÃtÂUÉgÉ | O&M-1 |  | 0 | 0 | 0 | 0 | 0 | 1 | 0 | 6 | 1 | 0.0609 | 0 | 0 | 0 | 0 | 0 | 1 | 1 | 0 | 1 | 2 | 0 | 0 | 8 | 1 | 0.0812 | 1 | 1 | F10-Vaddarahatti | J¥sï-10 ªÀqÀØgÀºÀnÖ | Honnali | 72/15 | Nandi
33 | Sri.Mahadevappa s/o Basappa and 3no's others | ²æÃ ªÀÄºÀzÉÃªÀ¥Àà ©£ï §¸À¥Àà ªÀÄvÀÄÛ 3¸ÀASÉå EvÀgÀgÀÄ | Kammaragatte | PÀªÀiÁägÀUÀmÉÖ | O&M-1 |  | 0 | 0 | 0 | 0 | 0 | 1 | 0 | 6 | 1 | 0.0609 | 0 | 0 | 0 | 0 | 0 | 1 | 1 | 1 | 2 | 3 | 0 | 4 | 8 | 1 | 0.2436 | 2 | 2 | F01-Kammaragatte | J¥sï-1 PÀªÀiÁägÀUÀmÉÖ | Honnali | 56/4 | Nandi
34 | Sri.Ravi s/o Ramappa | ²æÃ gÀ« ©£ï gÁªÀÄ¥Àà | Dodderehalli | zÉÆqÉØÃgÉºÀ½î | O&M-2 |  | 0 | 2 | 0 | 0 | 2 | 3 | 6 | 6 | 1 | 0.3654 | 0 | 0 | 0 | 2 | 2 | 1 | 1 | 0 | 1 | 2 | 0 | 0 | 8 | 1 | 0.0812 | 1 | 1 | F04-Hattur | J¥sï-4 ºÀvÀÆÛgÀÄ | Honnali | 57/5 | Nandi
35 | Sri.Gaddigeppa Kadlegondhi s/o Karibasappa | ²æÃ UÀ¢ÝUÉ¥Àà PÀqÉèUÉÆA¢ ©£ï PÀj§¸À¥Àà | Ukkadagatri | GPÀÌqÀUÁwæ | O&M-3 |  | 0 | 0 | 0 | 0 | 0 | 1 | 0 | 6 | 1 | 0.09135 | 0 | 0 | 0 | 0 | 0 | 1 | 1 | 0 | 1 | 2 | 0 | 0 | 8 | 1 | 0.0812 | 1 | 1 | F02-Ukkadagatri | J¥sï-2 GPÀÌqÀUÁwæ | Harihara | 70/5
36 | Sri.H.R.Devendrappa s/o Rangappa and H.H.Mahadevappa s/o Halappa Huded | ²æÃ ºÉZï.Dgï.zÉÃªÉÃAzÀæ¥Àà ©£ï gÀAUÀ¥Àà ªÀÄvÀÄÛ ºÉZï.ºÉZï.ªÀÄºÀzÉÃªÀ¥Àà ©£ï ºÁ®¥Àà ºÀÄqÉÃzï | Hunasagatta, Hosahalli | ºÀÄt¸ÀWÀlÖ, ºÉÆ¸ÀºÀ½î | Kyasinakere |  | 0 | 1 | 0 | 0 | 1 | 2 | 3 | 6 | 1 | 0.2436 | 0 | 0 | 0 | 1 | 1 | 1 | 1 | 1 | 2 | 3 | 0 | 4 | 8 | 1 | 0.2436 | 2 | 2 | F07-Tyagadakatte | J¥sï-7 vÁåUÀzÀPÀmÉÖ | Honnali | 251/1,156/2,156/3 | Nandi
37 | Sri.Shivakumara.H s/o Siddappa.H and 2nos others | ²æÃ ²ªÀPÀÄªÀiÁgÀ.ºÉZï ©£ï ¹zÀÝ¥Àà.ºÉZï ªÀÄvÀÄÛ 2 ¸ÀASÉå EvÀgÀgÀÄ | Basavanahalli | §¸ÀªÀ£ÀºÀ½î | O&M-2 |  | 0 | 0 | 0 | 0 | 0 | 1 | 0 | 6 | 1 | 0.1218 | 0 | 0 | 0 | 0 | 0 | 1 | 1 | 0 | 1 | 2 | 0 | 0 | 8 | 1 | 0.1218 | 1 | 1 | F08-Arabhagatte | J¥sï-8 CgÀ¨sÀUÀmÉÖ | Honnali | 98/2 | Nandi
38 | Smt.Ratnamma.A.G w/o Sannabasappa.N.G and 3nos others | ²æÃªÀÄw gÀvÀßªÀÄä PÉÆÃA ¸ÀtÚ§¸À¥Àà ªÀÄvÀÄÛ 3 ¸ÀASÉå EvÀgÀgÀÄ | Belimallur | ¨ÉÃ°ªÀÄ®ÆègÀÄ | O&M-1 |  | 0 | 0 | 0 | 0 | 0 | 1 | 0 | 6 | 1 | 0.0609 | 0 | 0 | 0 | 0 | 0 | 1 | 1 | 1 | 2 | 2 | 0 | 4 | 8 | 1 | 0.2436 | 2 | 2 | F09-Belimallur | J¥sï-9 ¨ÉÃ°ªÀÄ®ÆègÀÄ | Honnali | 98/2 | Nandi
39 | Sri.SampathKumar s/o Ramappa | ²æÃ ¸ÀA¥Àvï PÀÄªÀiÁgï ©£ï gÁªÀÄ¥Àà | Kulagatte | PÀÄ¼ÀUÀlÖ | Kyasinakere |  | 0 | 0 | 0 | 0 | 0 | 1 | 0 | 6 | 1 | 0.0609 | 0 | 0 | 0 | 0 | 0 | 1 | 1 | 0 | 1 | 2 | 0 | 0 | 8 | 1 | 0.0812 | 1 | 1 | F02-Kyasinakere | J¥sï-2 PÁå¹£ÀPÉgÉ | Honnali | 217* | Nandi
40 | Assistant Director of Agriculture Honnali | C¹¸ÉÖAmï qÉÊgÉPÀÖgï PÀÈ¶ E¯ÁSÉ | Govinakovi(Haralahalli) | UÉÆÃ«£ÀPÉÆÃ«(ºÀgÀ¼ÀºÀ½î) | Chilur |  | 0 | 1 | 0 | 0 | 1 | 2 | 3 | 6 | 1 | 0.09135 | 0 | 0 | 0 | 1 | 1 | 1 | 1 | 0 | 1 | 2 | 0 | 0 | 8 | 1 | 0.0812 | 1 | 1 | F05-Govinakovi | J¥sï-5 UÉÆÃ«£ÀPÉÆÃ« | Nyamathi |  | Nandi
41 | [5 empty] | 2 | 4 | 21 | 0 | 3 | 30 | 28 | 78 | 18 | 12 | 4.263 | 0 | 6 | 0 | 30 | 30 | 1 | 1 | 0 | 1 | 2 | 0 | 0 | 8 | 1 | 0.1624 | 1 | 1 |  |  | Honnali |  | Nandi
42 | Sri.Kenchappa s/o Giddakenchappa |  | Balleshwara(Anjanapura) |  | O&M-2 | 0 | 0 | 0 | 0 | 0 | 0 | 1 | 0 | 6 | 1 | 0.0609 | 0 | 0 | 0 | 0 | 0 | 1 | 1 | 4 | 5 | 6 | 0 | 16 | 8 | 3 | 1.218 | 5 | 5 | F02-Kyasinakere |  | Honnali |  | Usuf
43 | Sri.Husen Sab S/O Khasim Sab | ²æÃ ºÀÄ¸ÉÃ£ï ¸Á¨ï ©£ï SÁ¹ªÀiï ¸Á¨sï | Chilapura | aÃ¯Á¥ÀÅgÀ | Kyasinakere | 0 | 1 | 1 | 0 | 0 | 2 | 3 | 3 | 6 | 1 | 0.2436 | 0 | 0 | 0 | 2 | 2 | 1 | 1 | 0 | 1 | 2 | 0 | 0 | 8 | 1 | 0.0812 | 1 | 1 | F07-Tyagadakatte | J¥sï-7 vÁåUÀzÀPÀmÉÖ | Honnali | 4* | SKS ele
44 | Smt.Shivagangamma w/o A.Halappa | ²æÃªÀÄw ²ªÀUÀAUÀªÀÄä PÉÆÃA J.ºÁ®¥Àà | Sasvehalli | ¸Á¸ÉéÃºÀ½î | Sasvehalli | 0 | 0 | 0 | 0 | 0 | 0 | 1 | 0 | 6 | 1 | 0.03045 | 0 | 0 | 0 | 0 | 0 | 1 | 1 | 0 | 1 | 2 | 0 | 0 | 8 | 1 | 0.0406 | 1 | 1 | F01-Channenahalli | J¥sï-1 ZÀ£ÉßÃ£ÀºÀ½î | Honnali | 61* | Bhagirathi
45 | Eshwarappa s/o Sangappa |  | S.mallapura |  | O&M-2 | 0 | 0 | 0 | 0 | 1 | 1 | 3 | 3 | 6 | 1 | 0.24 | 0 | 0 | 0 | 1 | 1 | 1 | 0 | 0 | 0 | 0 | 0 | 0 | 0 | 0 | 0 | 0 | 0 | F.04-Hattur IP |  | Honnali
46 | Sri.Noushad Sab s/o Buden Sab Aane | ²æÃ £ËµÀzï ¸Á¨ï ©£ï §ÄqÉÃ£ï ¸Á¨ï D£É | Holeharalahalli | ºÉÆ¼ÉºÀgÀ¼ÀºÀ½î | O&M-2 | 0 | 0 | 0 | 0 | 0 | 0 | 13 | 12 | 12 | 2 | 0.8526 | 0 | 0 | 0 | 0 | 0 | 1 | 1 | 0 | 1 | 2 | 0 | 0 | 8 | 1 | 0.0406 | 1 | 1 | F02-Balleshwara | J¥sï-2 §¼ÉîÃ±ÀégÀ | Honnali | 127* | ABC
47 | Smt.Sarojamma w/o Haleshappa and 3nos others | ²æÃªÀÄw ¸ÀgÉÆÃdªÀÄä PÉÆÃA ºÁ¯ÉÃ±À¥Àà ªÀÄvÀÄÛ 3¸ÀASÉå EvÀgÀgÀÄ | Govinakovi | UÉÆÃ«£ÀPÉÆÃ« | Chilur | 0 | 0 | 0 | 0 | 0 | 0 | 1 | 0 | 6 | 1 | 0.03045 | 0 | 0 | 0 | 0 | 0 | 1 | 2 | 0 | 2 | 4 | 0 | 0 | 16 | 2 | 0.2436 | 2 | 2 | F06-GOVINAKOVI | J¥sï-06 UÉÆÃ«£ÀPÉÆÃ« | Nyamathi | 63/6 | Nandi
49 | Sri.Chandrappa s/o Basappa | ²æÃ ZÀAzÀæ¥Àà ©£ï §¸À¥Àà | Kyasinakere | PÁå¹£ÀPÉgÉ | Kyasinakere | 0 | 0 | 1 | 0 | 0 | 1 | 1 | 3 | 6 | 0 | 0.2436 | 0 | 0 | 0 | 1 | 1 | 1 | 1 | 0 | 1 | 2 | 0 | 0 | 8 | 1 | 0.0812 | 1 | 1 | F02-Kyasinakere | J¥sï-2 PÁå¹£ÀPÉgÉ | Honnali | 97/2 | parsa
50 | Sri.Basavanagowda.H.N s/o H.N.Manjappa(L) and 1no other | ²æÃ §¸ÀªÀ£ÀUËqÀ.ºÉZï.J£ï ©£ï ºÉZï.J£ï.ªÀÄAd¥Àà ªÀÄvÀÄÛ 1¸ÀASÉå EvÀgÀgÀÄ | Hireginigere | »gÉÃUÉÆÃtÂUÉgÉ | O&M-1 | 0 | 0 | 0 | 0 | 0 | 0 | 0 | 0 | 6 | 0 | 0.15225 | 0 | 0 | 0 | 0 | 0 | 1 | 1 | 0 | 1 | 2 | 0 | 0 | 8 | 1 | 0.0812 | 1 | 1 | F10-Vaddarahatti | J¥sï-10 ªÀqÀØgÀºÀnÖ | Honnali | 79/2 | parsa
51 | Sri.S.G.Basavanagowda s/o Basappa | ²æÃ §¸ÀªÀ£ÀUËqÀ.ºÉZï.J£ï ©£ï §¸À¥Àà | Singatagere | ¹AUÀlUÉgÉ | O&M-1 | 0 | 0 | 0 | 0 | 0 | 0 | 1 | 0 | 6 | 0 | 0.1218 | 0 | 0 | 0 | 0 | 0 | 1 | 1 | 0 | 1 | 2 | 0 | 0 | 8 | 1 | 0.203 | 1 | 1 | F03-Singatagere | J¥sï-03 ¹AUÀlUÉgÉ | Honnali | 51/1 | MBT
52 | Sri.Narasimhappa.A.G s/o Hanumanthappa(L) and 1no other | ²æÃ £ÀgÀ¹AºÀ¥Àà.J.f ©£ï ºÀ£ÀÄªÀÄAvÀ¥Àà ªÀÄvÀÄÛ 1¸ÀASÉå EvÀgÀgÀÄ | Narasagondanahalli | £ÀgÀ¸ÀUÉÆAqÀ£ÀºÀ½î | O&M-1 | 0 | 0 | 0 | 0 | 0 | 0 | 1 | 0 | 6 | 1 | 0.0609 | 0 | 0 | 0 | 0 | 0 | 1 | 1 | 1 | 2 | 3 | 0 | 4 | 8 | 1 | 0.3248 | 2 | 2 | F01-Arakere | J¥sï-1 CgÀPÉgÉ | Honnali | .14/4 | parsa
52 | Sri.Nagendrappa.C s/o Channabasappa.C and 1no other | ²æÃ ²æÃ £ÁUÉÃAzÀæ¥Àà ¹ ©£ï ZÀ£Àß§¸À¥Àà ªÀÄvÀÄÛ 1¸ÀASÉå EvÀgÀgÀÄ | Chikkerehalli | aPÉÌÃgÉºÀ½î | O&M-2 | 0 | 18 | 0 | 0 | 4 | 22 | 20 | 51 | 12 | 7 | 2.5578 | 0 | 8 | 0 | 22 | 22 | 1 | 1 | 0 | 1 | 2 | 0 | 0 | 8 | 1 | 0.1624 | 1 | 1 | F04-Hattur | J¥sï-4 ºÀvÀÆÛgÀÄ | Honnali | 54/* | kms
53 | Sri.K.Ramesh s/o Basavanyappa and 6nos other | ²æÃ PÉ.gÀªÉÄÃ±ï PÉÆÃA PÉ.§¸ÀªÀtå¥Àà ªÀÄvÀÄÛ 6¸ÀASÉå EvÀgÀgÀÄ | Guddehalli | UÀÄqÉØÃºÀ½î | Kathige | 0 | 0 | 0 | 0 | 0 | 0 | 1 | 0 | 6 | 0 | 0.03045 | 0 | 0 | 0 | 0 | 0 | 1 | 0 | 0 | 0 | 0 | 0 | 0 | 8 | 1 | 0 | 0 | 0 | F01-Guddehalli | J¥sï-01 UÀÄqÉØÃºÀ½î | Nyamathi | 90/1 | Nandi
54 | Smt.Gayatridevi.P.A w/o H.S.Chandrappa | ²æÃ qÁ.UÁAiÀÄwæzÉÃ«.¦.J PÉÆÃA qÁ.ºÉZï.J¸ï.ZÀAzÀæ¥Àà | Vadeyarahattur | ªÀqÉÃgÀºÀvÀÆÛgÀÄ | O&M-2 | 0 | 0 | 0 | 0 | 0 | 0 | 1 | 0 | 6 | 1 | 0.03045 | 0 | 0 | 0 | 0 | 0 | 1 | 1 | 0 | 1 | 2 | 0 | 0 | 8 | 1 | 0.0406 | 1 | 1 | F05-GADEKATTE | J¥sï-05 UÀqÉÃPÀmÉÖ | Nyamathi | 118* | Dev
55 | Smt.Neelamma w/o Revappa and 2nos other | ²æÃªÀÄw ¤Ã®ªÀÄä PÉÆÃA gÉÃªÀ¥Àà ªÀÄvÀÄÛ 2¸ÀASÉå EvÀgÀgÀÄ | Danihalli | zÁ¤ºÀ½î | Nyamathi-1 | 0 | 0 | 0 | 0 | 0 | 0 | 1 | 0 | 6 | 0 | 0.045675 | 0 | 0 | 0 | 0 | 0 | 1 | 1 | 2 | 3 | 4 | 0 | 8 | 8 | 1 | 0.406 | 3 | 3 | F06-MADANABAVI | J¥sï-06 ªÀiÁzÀ£À¨Á« | Nyamathi | .14/4 | Dev
56 | Sri.Suresh s/o Bheemappa and 2nos other | ²æÃ ¸ÀÄgÉÃ±À ©£ï ©üÃªÀÄ¥Àà ªÀÄvÀÄÛ 2¸ÀASÉå EvÀgÀgÀÄ | Arakere | CgÀPÉgÉ | O&M-1 | 0 | 0 | 0 | 0 | 0 | 0 | 1 | 0 | 6 | 1 | 0.03045 | 0 | 0 | 0 | 0 | 0 | 1 | 1 | 0 | 1 | 2 | 0 | 8 | 8 | 1 | 0.0406 | 1 | 1 | F01-Arakere | J¥sï-01 CgÀPÉgÉ | Honnali | 82/7 | Sunil
57 | Sri.H.K.Deepu Kumar Yane H.K.Deepak kumar s/o Kori Manjappa and 1no other | ²æÃ ºÉZï.PÉ, ¢Ã¥ÀÅPÀÄªÀiÁgï AiÀiÁ£É ºÉZï.PÉ, ¢Ã¥ÀPï PÀÄªÀiÁgï ©£ï PÉÆÃj ªÀÄAd¥Àà ªÀÄvÀÄÛ 1¸ÀASÉå EvÀgÀgÀÄ | Masadi | ªÀiÁ¸Àr | O&M-1 | 0 | 0 | 0 | 0 | 0 | 0 | 1 | 0 | 6 | 1 | 0.03045 | 0 | 0 | 0 | 0 | 0 | 1 | 1 | 0 | 1 | 2 | 0 | 8 | 8 | 1 | 0.0406 | 1 | 1 | F01-Arakere | J¥sï-01 CgÀPÉgÉ | Honnali | 46/3 | Nandi
58 | Sri.Rajashekarayya s/o Basavarajayya | ²æÃ gÁd±ÉÃRgÀAiÀÄå ©£ï §¸ÀªÀgÁdAiÀÄå | Kengatte | PÉAUÀmÉÖ | Chilur | 0 | 0 | 0 | 0 | 0 | 0 | 1 | 0 | 6 | 1 | 0.09135 | 0 | 0 | 0 | 0 | 0 | 1 | 1 | 0 | 1 | 2 | 0 | 0 | 8 | 1 | 0.0812 | 1 | 1 | F09-Kengatte | J¥sï-09 PÉAUÀmÉÖ | Nyamathi |  | Halesh
59 | Smt.M.P.Chandramathi w/o Parameshwarappa.M | ²æÃªÀÄw JA.¦ü.ZÀAzÀæªÀÄw PÉÆÃA ¥ÀgÀªÉÄÃ±ÀégÀ¥Àà.JA | Danihalli(Banapura) | zÁ¤ºÀ½î | Nyamathi-1 | 0 | 0 | 0 | 0 | 0 | 0 | 1 | 0 | 6 | 1 | 0.03045 | 0 | 0 | 0 | 0 | 0 | 1 | 1 | 0 | 1 | 2 | 0 | 0 | 8 | 1 | 0.0406 | 1 | 1 | F06-MADANABAVI | J¥sï-06 ªÀiÁzÀ£À¨Á« | Nyamathi | .31/1 | Nandi
60 | Sri.Hanumanthappa s/o Kundurappa | ²æÃ ºÀ£ÀÄªÀÄAvÀ¥Àà ©£ï PÀÄAzÀÆgÀ¥Àà | Channenahalli | ZÀ£ÉßÃ£ÀºÀ½î | Kyasinakere | 0 | 1 | 1 | 0 | 0 | 2 | 3 | 3 | 12 | 2 | 0.3045 | 0 | 0 | 0 | 2 | 2 | 1 | 1 | 3 | 4 | 5 | 0 | 12 | 8 | 1 | 0.6496 | 4 | 4 | F02-Kyasinakere | J¥sï-02 PÁå¹£ÀPÉgÉ | Honnali |  | gururaj
61 | Sri.S.Nagarajappa s/o S.Siddappa and others | ²æÃ J¸ï.£ÁUÀgÁd¥Àà ©£ï J¸ï.¹zÀÝ¥Àà ªÀÄvÀÄÛ EvÀgÀgÀÄ | H.Gopagondanahalli | ºÉZï.UÉÆÃ¥ÀUÉÆAqÀ£ÀºÀ½î | O&M-2 | 0 | 0 | 0 | 0 | 0 | 0 | 1 | 0 | 6 | 1 | 0.03045 | 0 | 0 | 0 | 0 | 0 | 1 | 1 | 0 | 1 | 2 | 0 | 0 | 8 | 1 | 0.0406 | 1 | 1 | F05-Marikoppa | J¥sï-05 ªÀiÁjPÉÆ¥Àà | Honnali | 122/2A | Nandi
62 | Sri.B.C.Savitri w/o C.Vasanthanaik | ²æÃªÀÄw ©.¹.¸Á«wæ PÉÆÃA ¹.ªÀ¸ÀAvÀ£ÁAiÀÄÌ | Chikkabasur Tanda | aPÀÌ¨Á¸ÀÆgÀÄ vÁAqÀ | Sasvehalli | 0 | 0 | 0 | 0 | 0 | 0 | 1 | 0 | 6 | 1 | 0.045675 | 0 | 0 | 0 | 0 | 0 | 1 | 1 | 0 | 1 | 2 | 0 | 0 | 8 | 1 | 0.0609 | 1 | 1 | F01-Channenahalli | J¥sï-01 ZÀ£ÉßÃ£ÀºÀ½î | Honnali | 88/3 | Nandi
63 | Sri.Thirthappa s/o Shivappa and others | ²æÃ wxÀð¥Àà ©£ï ²ªÀ¥Àà ªÀÄvÀÄÛ EvÀgÀgÀÄ | Haralahalli | ºÀgÀ¼ÀºÀ½î | O&M-2 | 0 | 0 | 4 | 0 | 0 | 4 | 4 | 12 | 6 | 0 | 0.609 | 0 | 0 | 0 | 4 | 4 | 1 | 1 | 1 | 2 | 3 | 0 | 4 | 8 | 1 | 0.2436 | 2 | 2 | F03-Haralahalli | J¥sï-03 ºÀgÀ¼ÀºÀ½î | Honnali | 119/4 | Nandi
64 | Sri.T.P.Murigeppa s/o Ujjappa | ²æÃ n.¦.ªÀÄÄjUÉ¥Àà ©£ï GdÓ¥Àà | Bevinahalli | ¨ÉÃ«£ÀºÀ½î | Kundur | 0 | 0 | 0 | 0 | 0 | 0 | 1 | 0 | 6 | 0 | 0.03045 | 0 | 0 | 0 | 0 | 0 | 1 | 1 | 0 | 1 | 2 | 0 | 0 | 8 | 1 | 0.0406 | 1 | 1 | F03-Singatagere | J¥sï-03 ¹AUÀlUÉgÉ | Honnali | 38/2 | Nandi
65 | Sri.Veerendra Patil s/o Lohitashwa and 3nos others | ²æÃ «ÃgÀ¨sÀzÀæ ¥ÁnÃ¯ï ©£ï ¯ÉÆÃ»vÁ±Àé ªÀÄvÀÄÛ 3¸ÀASÉå EvÀgÀgÀÄ | Arakere | CgÀPÉgÉ | O&M-1 | 0 | 0 | 0 | 0 | 0 | 0 | 1 | 0 | 6 | 0 | 0.1218 | 0 | 0 | 0 | 0 | 0 | 1 | 1 | 0 | 1 | 2 | 0 | 0 | 8 | 1 | 0.1624 | 1 | 1 | F01-Arakere | J¥sï-01 CgÀPÉgÉ | Honnali | 118/3 | Nandi
66 | Sri.Veerendra Patil s/o Lohitashwa and 1nos others | ²æÃ °Ã¯ÁªÀw PÉÆÃA wªÀÄäAiÀÄå ªÀÄvÀÄÛ 1¸ÀASÉå EvÀgÀgÀÄ | Vadeyarahattur | ªÀqÉÃgÀºÀvÀÆÛgÀÄ | Nyamathi-2 | 0 | 0 | 0 | 0 | 0 | 0 | 1 | 0 | 6 | 0 | 0.0609 | 0 | 0 | 0 | 0 | 0 | 1 | 1 | 0 | 1 | 2 | 0 | 0 | 8 | 1 | 0.0812 | 1 | 1 | F09-Kengatte | J¥sï-09 PÉAUÀmÉÖ | Honnali |  | Halesh
67 | Sri.K.C.Umapathi s/o Chandrashekar | ²æÃ PÉ.¹.GªÀiÁ¥Àw ©£ï ZÀAzÀæ±ÉÃRgÀ | Kyasinakere | PÁå¹£ÀPÉgÉ | Kyasinakere | 0 | 0 | 0 | 0 | 0 | 0 | 1 | 0 | 6 | 1 | 0.0609 | 0 | 0 | 0 | 0 | 0 | 1 | 1 | 0 | 1 | 2 | 0 | 0 | 8 | 1 | 0.1015 | 1 | 1 | F02-Kyasinakere | J¥sï-02 PÁå¹£ÀPÉgÉ | Honnali | 96/2. | Basha
68 | Sri.B.R.Thirthappa s/o Basatti Rayappa | ²æÃ ©.Dgï.wÃxÀð¥Àà ©£ï §¸ÀnÖ gÁAiÀÄ¥Àà | Konayakanahalli | PÉÆÃ£ÁAiÀÄPÀ£ÀºÀ½î | Kyasinakere | 0 | 0 | 0 | 0 | 0 | 0 | 1 | 0 | 6 | 1 | 0.09135 | 0 | 0 | 0 | 0 | 0 | 1 | 1 | 0 | 1 | 2 | 0 | 0 | 8 | 1 | 0.1218 | 1 | 1 | F02-Balleshwara | J¥sï-2 §¼ÉîÃ±ÀégÀ | Honnali | .27/2 | Raghu
69 | Sri.Natarajappa s/o Veerabhadrappa | ²æÃ £ÀlgÁd¥Àà ©£ï «ÃgÀ¨sÀzÀæ¥Àà | Kyasinakere | PÁå¹£ÀPÉgÉ | Kyasinakere | 0 | 0 | 0 | 0 | 0 | 0 | 1 | 0 | 6 | 1 | 0.076125 | 0 | 0 | 0 | 0 | 0 | 1 | 1 | 0 | 1 | 2 | 0 | 0 | 8 | 1 | 0.1015 | 1 | 1 | F02-Kyasinakere | J¥sï-02 PÁå¹£ÀPÉgÉ | Honnali | 102/1 | Veerabhadreshwara
70 | Sri.Somachandrappa.K.M s/o Mudigoudappa | ²æÃ ¸ÉÆÃªÀÄZÀAzÀæ¥Àà.PÉ.JA ©£ï ªÀÄÄ¢UËqÀ¥Àà | S.mallapura | J¸ï.ªÀÄ¯Áè¥ÀÅgÀ | O&M-2 | 0 | 0 | 0 | 0 | 0 | 0 | 1 | 0 | 6 | 1 | 0.15225 | 0 | 0 | 0 | 0 | 0 | 1 | 1 | 0 | 1 | 2 | 0 | 0 | 8 | 1 | 0.1015 | 1 | 1 | F04-Hattur | J¥sï-04 ºÀvÀÆÛgÀÄ | Honnali | 37/2 | MBT
71 | Smt.Sarojamma w/o Manjappa and 1nos others | ²æÃªÀÄw ¸ÀgÉÆÃdªÀÄä PÉÆÃA ªÀÄAd¥Àà ªÀÄvÀÄÛ 1¸ÀASÉå EvÀgÀgÀÄ | Narasagondanahalli | £ÀgÀ¸ÀUÉÆAqÀ£ÀºÀ½î | O&M-1 | 0 | 0 | 1 | 0 | 0 | 1 | 2 | 3 | 6 | 1 | 0.1827 | 0 | 0 | 0 | 1 | 1 | 1 | 1 | 0 | 1 | 2 | 0 | 0 | 8 | 1 | 0.0812 | 1 | 1 | F01-Arakere | J¥sï-01 CgÀPÉgÉ | Honnali | 34/8 | Nandi
72 | Sri.Laxmappa s/o Ramappa and 2nos others | ²æÃ ®PÀë÷ä¥Àà ©£ï gÁªÀÄ¥Àà ªÀÄvÀÄÛ 2¸ÀASÉå EvÀgÀgÀÄ | Konanathale | PÉÆÃt£ÀvÀ¯É | O&M-1 | 0 | 0 | 0 | 0 | 0 | 0 | 1 | 0 | 6 | 1 | 0.03045 | 0 | 0 | 0 | 0 | 0 | 1 | 1 | 0 | 1 | 2 | 0 | 0 | 8 | 1 | 0.0406 | 1 | 1 | F05-Konanathale | J¥sï-05 PÉÆÃt£ÀvÀ¯É | Honnali | 31/6 | Nandi
73 | Sri.Beerappa s/o Siddappa and 1nos others | ²æÃ ©ÃgÀ¥Àà ©£ï ¹zÀÝ¥Àà ªÀÄvÀÄÛ 1¸ÀASÉå EvÀgÀgÀÄ | Belimallur | ¨ÉÃ°ªÀÄ®ÆègÀÄ | O&M-1 | 0 | 0 | 0 | 0 | 0 | 0 | 1 | 0 | 6 | 1 | 0.03045 | 0 | 0 | 0 | 0 | 0 | 1 | 0 | 0 | 0 | 2 | 0 | 0 | 16 | 3 | 0 | 0 | 0 | F09-Belimallur | J¥sï-9 ¨ÉÃ°ªÀÄ®ÆègÀÄ | Honnali | 136/2 | Nandi
74 | Sri.Murugendrayya s/o Anandayya | ²æÃ ªÀÄÄgÀÄUÉÃAzÀæAiÀÄå ©£ï D£ÀAzÀAiÀÄå | Narasagondanahalli | £ÀgÀ¸ÀUÉÆAqÀ£ÀºÀ½î | O&M-1 | 0 | 0 | 0 | 0 | 0 | 0 | 1 | 0 | 6 | 1 | 0.09135 | 0 | 0 | 0 | 0 | 0 | 1 | 1 | 0 | 1 | 2 | 0 | 0 | 8 | 1 | 0.0406 | 1 | 1 | F01-Arakere | J¥sï-01 CgÀPÉgÉ | Honnali | 34/8 | Nandi
75 | Sri.G.E.Basavarajappa s/o Eshwarappa | ²æÃ f.E.§¸ÀªÀgÁd¥Àà ©£ï F±ÀégÀ¥Àà | Govinakovi | UÉÆÃ«£ÀPÉÆÃ« | Chilur | 0 | 0 | 0 | 0 | 0 | 0 | 1 | 0 | 6 | 1 | 0.03045 | 0 | 0 | 0 | 0 | 0 | 1 | 1 | 0 | 1 | 2 | 0 | 0 | 8 | 1 | 0.0406 | 1 | 1 | F06-GOVINAKOVI | J¥sï-06 UÉÆÃ«£ÀPÉÆÃ« | Nyamathi | 27/6. | Nandi
76 | Smt.Lalithamma w/o Siddeshappa | ²æÃªÀÄw ®°vÀªÀÄä PÉÆÃA ¹zÉÝÃ±À¥Àà | Govinakovi | UÉÆÃ«£ÀPÉÆÃ« | Chilur | 0 | 0 | 0 | 0 | 0 | 0 | 1 | 0 | 6 | 1 | 0.076125 | 0 | 0 | 0 | 0 | 0 | 1 | 1 | 0 | 1 | 2 | 0 | 0 | 8 | 1 | 0.0609 | 1 | 1 | F06-GOVINAKOVI | J¥sï-06 UÉÆÃ«£ÀPÉÆÃ« | Nyamathi |  | Halesh
77 | Smt.Kamalamma w/o H.Ningappa Yane Adapada Arakere Ningappa | ²æÃªÀÄw PÀªÀÄ®ªÀÄä PÉÆÃA ºÉZï.¤AUÀ¥Àà AiÀiÁ£É CqÀ¥ÀzÀ CjPÉgÉ ¤AUÀ¥Àà | Taraganahalli | vÀgÀUÀ£ÀºÀ½î | O&M-1 | 0 | 1 | 9 | 0 | 0 | 10 | 11 | 27 | 12 | 3 | 1.3398 | 0 | 0 | 0 | 10 | 10 | 1 | 1 | 0 | 1 | 2 | 0 | 0 | 8 | 1 | 0.1624 | 1 | 1 | F03-Singatagere | J¥sï-3 ¹AUÀlUÉgÉ | Honnali | 47/ | Nandi
78 | Sri.Prakash Bhavi w/o Benakappa Bhavi | ²æÃ ¥ÀæPÁ±À ¨Á« PÉÆÃA ¨É£ÀPÀ¥Àà ¨Á« | Arundi | DgÀÄAr | O&M-2 | 0 | 0 | 3 | 0 | 0 | 3 | 4 | 9 | 6 | 1 | 0.4872 | 0 | 0 | 0 | 3 | 3 | 1 | 0 | 0 | 0 | 2 | 0 | 0 | 8 | 0 | 0 | 0 | 0 | F02-Jeenahalli | J¥sï-02 fÃ£ÀºÀ½î | Nyamathi | 27/2A1 | Nandi
79 | Sri.Nagaraja.P.H. S/o Hanumanthappa.P | ²æÃ £ÁUÀgÁd.¦.ºÉZï ©£ï ºÀ£ÀÄªÀÄAvÀ¥Àà.¦ | Govinakovi | UÉÆÃ«£ÀPÉÆÃ« | Chilur | 0 | 0 | 0 | 0 | 0 | 0 | 3 | 9 | 6 | 0 | 0 | 0 | 0 | 0 | 0 | 0 | 1 | 0 | 0 | 0 | 0 | 0 | 0 | 4 | 0 | 0 | 0 | 0 | F06-GOVINAKOVI | J¥sï-06 UÉÆÃ«£ÀPÉÆÃ« | Nyamathi | 61/1 | Nandi
80 | Sri.Niranjanamurthy.N.M.K s/o N.M.Kumaraswamy 2nos | ²æÃ ¤gÀAd£ÀªÀÄÆwð.J£ï.JA.PÉ ©£ï J£ï.JA.ºÀ£ÀÄªÀÄAvÀ¥Àà.¦ EªÀgÀ 2¸ÀASÉå | Kotemallur | PÉÆÃmÉªÀÄ®ÆègÀÄ | O&M-1 | 0 | 0 | 0 | 0 | 0 | 0 | 1 | 0 | 6 | 1 | 0.03045 | 0 | 0 | 0 | 0 | 0 | 1 | 1 | 0 | 1 | 2 | 0 | 0 | 8 | 1 | 0.0812 | 1 | 1 | F09-Belimallur | J¥sï-09 ¨ÉÃ°ªÀÄ®ÆègÀÄ | Honnali | 25/6. | Bhagirathi
81 | Sri.Siddappa s/o Gurusiddappa | ²æÃ ¹zÀÝ¥Àà ©£ï UÀÄgÀÄ¹zÀÝ¥Àà | Kammaragatte | PÀªÀiÁägÀUÀmÉÖ | O&M-1 | 0 | 0 | 0 | 0 | 0 | 0 | 1 | 0 | 6 | 1 | 0.03045 | 0 | 0 | 0 | 0 | 0 | 1 | 1 | 0 | 1 | 2 | 0 | 0 | 8 | 1 | 0.0812 | 1 | 1 | F01-Kammaragatte | J¥sï-1 PÀªÀiÁägÀUÀmÉÖ | Honnali | 29/2. | Bhagirathi
82 | Sri.Parameshwarappa s/o Ramappa | ²æÃ ¥ÀgÀªÉÄÃ±ÀégÀ¥Àà ©£ï gÁªÀÄ¥Àà | Tyagadakatte | vÁåUÀzÀPÀmÉÖ | Kyasinakere | 0 | 0 | 0 | 0 | 0 | 0 | 1 | 0 | 6 | 1 | 0.0609 | 0 | 0 | 0 | 0 | 0 | 1 | 1 | 0 | 1 | 2 | 0 | 0 | 8 | 1 | 0.0812 | 1 | 1 | F07-Tyagadakatte | J¥sï-07 vÁåUÀzÀPÀmÉÖ | Honnali |  | Halesh
83 | Sri.Shivappa s/o Shanthaveerappa | ²æÃ ²ªÀ¥Àà ©£ï ±ÁAvÀ«ÃgÀ¥Àà | Yaraganalu | AiÀÄgÀUÀ£Á¼ÀÄ | O&M-1 | 0 | 0 | 1 | 0 | 0 | 1 | 2 | 3 | 6 | 1 | 0.21315 | 0 | 0 | 0 | 1 | 1 | 1 | 1 | 0 | 1 | 2 | 0 | 0 | 8 | 1 | 0.0812 | 1 | 1 | F05-Rameshwara | J¥sï-05 gÁªÉÄÃ±ÀégÀ | Honnali |  | Nandi
84 | Sri.Antaravallappa.P.K s/o kuberappa | ²æÃ CAvÀgÀªÀ¼Àî¥Àà ©£ï PÀÄ¨ÉÃgÀ¥Àà | Haraganahalli | ºÀgÀUÀ£ÀºÀ½î | O&M-1 | 0 | 0 | 0 | 0 | 0 | 0 | 1 | 0 | 6 | 1 | 0.0609 | 0 | 0 | 0 | 0 | 0 | 1 | 1 | 0 | 1 | 2 | 0 | 0 | 8 | 1 | 0.0812 | 1 | 1 | F05-Konanathale | J¥sï-05 PÉÆÃt£ÀvÀ¯É | Honnali | 12* | Mailaralingeshwara
85 | Sri.Sannagowdappa s/o Channabasappa and 2nos other | ²æÃ ¸ÀtÚUËzsÀ¥Àà ©£ï ZÀ£Àß§¸À¥Àà ªÀÄvÀÄÛ 2¸ÀASÉå EvÀgÀgÀÄ | Arakere | CgÀPÉgÉ | O&M-1 | 0 | 0 | 0 | 0 | 0 | 0 | 1 | 0 | 6 | 1 | 0.09135 | 0 | 0 | 0 | 0 | 0 | 1 | 1 | 1 | 2 | 3 | 0 | 4 | 8 | 1 | 0.3248 | 2 | 2 | F01-Arakere | J¥sï-01 CgÀPÉgÉ | Honnali | 15* | parsa
86 | Sri.D.Madhusudhan s/o Dyamappa | ²æÃ ªÀÄzsÀÄ¸ÀÆzsÀ£ï ©£ï zÁåªÀÄ¥Àà | Dodderi | zÉÆqÉØÃj | Chilur | 0 | 0 | 0 | 0 | 0 | 0 | 1 | 0 | 6 | 1 | 0.045675 | 0 | 0 | 0 | 0 | 0 | 1 | 1 | 0 | 1 | 2 | 0 | 0 | 8 | 1 | 0.0609 | 1 | 1 | F08-Malali | J¥sï-08 ªÀÄ¼À° | Honnali |  | Halesh | sunil
87 | Sri.M.Gurulingayya s/o M.Shankarayya | ²æÃ JA.UÀÄgÀÄ°AUÀAiÀÄå ©£ï JA.±ÀAPÀgÀAiÀÄå | Jeenahalli | fÃ£ÀºÀ½î | Kathige | 0 | 0 | 3 | 0 | 0 | 3 | 3 | 9 | 6 | 1 | 0.05481 | 0 | 0 | 0 | 3 | 3 | 1 | 1 | 0 | 1 | 2 | 0 | 0 | 8 | 1 | 0.0812 | 1 | 1 | F02-Jeenahalli | J¥sï-02 fÃ£ÀºÀ½î | Nyamathi | 90/12 | Nandi
88 | 01)Basappa s/o Hanmappa Punnajji 2)Jayamma w/o Basappa 3)Jayalaxmamma w/o Chandrappa.H | 1)²æÃ §¸À¥Àà ©£ï ºÀ£Àä¥Àà ¥ÀÅtÚfÓ 2)dAiÀÄªÀÄä PÉÆÃA §¸À¥Àà 3)dAiÀÄ®PÀë÷äªÀÄä PÉÆÃA ZÀAzÀæ¥Àà | Belimallur | ¨ÉÃ°ªÀÄ®ÆègÀÄ | O&M-1 | 0 | 0 | 1 | 0 | 0 | 1 | 1 | 3 | 6 | 1 | 0.2436 | 0 | 0 | 0 | 1 | 1 | 1 | 1 | 1 | 2 | 3 | 0 | 4 | 8 | 1 | 0.2436 | 2 | 2 | F09-Belimallur | J¥sï-9 ¨ÉÃ°ªÀÄ®ÆègÀÄ | Honnali | 208/2,209/7,207/7 | Nandi
89 | Smt.Sudha.S.M w/o Renukaradhya.P.V and Sri.Rajashekarappa s/o Shekarappa | ²æÃªÀÄw ¸ÀÄzsÁ.J¸ï.JA PÉÆÃA gÉÃtÄPÁgÁzsÀå.¦.« ªÀÄvÀÄÛ ²æÃ gÁd±ÉÃRgÀ¥Àà ©£ï ±ÉÃRgÀ¥Àà | Byaranahalli | ¨ÉÊgÀ£ÀºÀ½î | Kyasinakere | 0 | 0 | 1 | 0 | 0 | 1 | 2 | 3 | 6 | 1 | 0.2436 | 0 | 0 | 0 | 1 | 1 | 1 | 1 | 0 | 1 | 2 | 0 | 0 | 8 | 1 | 0.1218 | 1 | 1 | F02-Kyasinakere | J¥sï-2 PÁå¹£ÀPÉgÉ | Honnali | 5/9, 3/4 | SKS ele
90 | Sri.S.G.Siddanagowda s/o Shadaksharappa | ²æÃ J¸ï.f.¹zÀÝ£ÀUËqÀ ©£ï ±ÀqÁPÀëgÀ¥Àà | Singatagere | ¹AUÀlUÉgÉ | O&M-1 | 0 | 0 | 0 | 0 | 0 | 0 | 1 | 0 | 6 | 1 | 0.1218 | 0 | 0 | 0 | 0 | 0 | 1 | 1 | 0 | 1 | 2 | 0 | 0 | 8 | 1 | 0.1218 | 1 | 1 | F03-Singatagere | J¥sï-03 ¹AUÀlUÉgÉ | Honnali | 12/3. | Nandi
91 | Sri.Ramachandrappa s/o & Sri.Bheemappa.M s/o | ²æÃ gÁªÀÄZÀAzÀæ¥Àà ©£ï ªÀÄvÀÄÛ ²æÃ ©üÃªÀÄ¥Àà ©£ï | Narasagondanahalli | £ÀgÀ¸ÀUÉÆAqÀ£ÀºÀ½î | O&M-1 | 0 | 0 | 0 | 0 | 0 | 0 | 1 | 0 | 6 | 1 | 0.09135 | 0 | 0 | 0 | 0 | 0 | 1 | 1 | 0 | 1 | 2 | 0 | 0 | 8 | 1 | 0.1218 | 1 | 1 | F01-Arakere | J¥sï-01 CgÀPÉgÉ | Honnali |  | Manjappa
92 | Sri.Kumara.G. s/o Doddappa | ²æÃ PÀÄªÀiÁgÀ.f ©£ï zÉÆqÀØ¥Àà | Jeenahalli | fÃ£ÀºÀ½î | Kathige | 0 | 0 | 0 | 0 | 0 | 0 | 1 | 0 | 6 | 1 | 0.0609 | 0 | 0 | 0 | 0 | 0 | 1 | 1 | 0 | 1 | 2 | 0 | 0 | 8 | 1 | 0.0406 | 1 | 1 | F02-Jeenahalli | J¥sï-02 fÃ£ÀºÀ½î | Nyamathi | 183/* | Nandi
93 | 1)Smt.Holeyamma w/o Hucchappa.M 2)Annappanaik s/o Sakryanaik | 1)²æÃªÀÄw ºÉÆ¼ÉAiÀÄªÀÄä PÉÆÃA ºÀÄZÀÑ¥Àà 2)CtÚ¥Àà£ÁAiÀÄÌ ©£ï ¸ÀPÁæ÷å£ÁAiÀÄÌ | Hanumasagara | ºÀ£ÀÄªÀÄ¸ÁUÀgÀ | O&M-2 | 0 | 0 | 0 | 0 | 0 | 0 | 1 | 0 | 6 | 1 | 0.0609 | 0 | 0 | 0 | 0 | 0 | 1 | 1 | 0 | 1 | 2 | 0 | 0 | 8 | 1 | 0.0406 | 1 | 1 | F05-Marikoppa | J¥sï-05 ªÀiÁjPÉÆ¥Àà | Honnali | 100*, 98* | Nandi
94 | Sri.Bharamagowda.B s/o Thimmappa | ²æÃ ¨sÀgÀªÀÄUËqÀ.© ©£ï wªÀÄä¥Àà | S.mallapura | J¸ï.ªÀÄ¯Áè¥ÀÅgÀ | O&M-2 | 0 | 0 | 0 | 0 | 0 | 0 | 1 | 0 | 6 | 1 | 0.03045 | 0 | 0 | 0 | 0 | 0 | 1 | 1 | 0 | 1 | 2 | 0 | 0 | 8 | 1 | 0.1218 | 1 | 1 | F04-Hattur | J¥sï-04 ºÀvÀÆÛgÀÄ | Honnali | 25/9. | Nandi
95 | Sri.Raju.B.Y s/o Siddayya.B.Y | ²æÃ gÁdÄ.©.ªÉÊ ©£ï ¹zÀÝAiÀÄå.©.ªÉÊ | Beeragondanahalli | ©ÃgÀUÉÆAqÀ£ÀºÀ½î | Sasvehalli | 0 | 0 | 9 | 0 | 0 | 9 | 10 | 27 | 6 | 2 | 1.3702 | 0 | 0 | 0 | 9 | 9 | 1 | 1 | 0 | 1 | 2 | 0 | 0 | 8 | 1 | 0.1218 | 1 | 1 | F11-Hotyapura | J¥sï-11 ºÉÆmÁå¥ÀÅgÀ | Honnali | 28/6. | Nandi | F13-HIREBASURU AGRI
96 | Sri.D.H.Kenchappa s/o Hanumanthappa | ²æÃ r.ºÉZï.¨É£ÀPÀ¥Àà ©£ï ºÀ£ÀÄªÀÄAvÀ¥Àà | Hunasehalli(Benakanahalli) | ºÀÄt¸ÉÃºÀ½î(¨É£ÀPÀ£ÀºÀ½î) | O&M-1 | 0 | 0 | 0 | 0 | 0 | 0 | 1 | 0 | 6 | 1 | 0.03045 | 0 | 0 | 0 | 0 | 0 | 1 | 1 | 0 | 1 | 2 | 0 | 0 | 8 | 1 | 0.0812 | 1 | 1 | F09-Basavapura | J¥sï-09 §¸ÀªÁ¥ÀÅgÀ | Honnali |  | Dev | #N/A
97 | Sri.A.B.Lingarajappa s/o Devirappa | ²æÃ J.©.°AUÀgÁd¥Àà ©£ï zÉÃ«ÃgÀ¥Àà | Arakere | CgÀPÉgÉ | O&M-1 | 0 | 0 | 0 | 0 | 0 | 0 | 1 | 0 | 6 | 1 | 0.045675 | 0 | 0 | 0 | 0 | 0 | 1 | 1 | 0 | 1 | 2 | 0 | 0 | 8 | 1 | 0.0406 | 1 | 1 | F01-Arakere | J¥sï-01 CgÀPÉgÉ | Honnali | 44/3 | Nandi | F01-ARAKERE
98 | 1)Sri.G.Jagadeesh s/o V.Ganeshappa 2nos 2)Sri.Mahalingappa s/o Haladappa | ²æÃ f.dUÀ¢Ã±ï ©£ï «.UÀuÉÃ±À¥Àà 2¸ÀASÉå 2)²æÃ ªÀÄºÀ°AUÀ¥Àà ©£ï ºÀ¼ÀzÀ¥Àà | Dodderi(Akkatangerakatte) | zÉÆqÉØÃj(CPÀÌvÀAUÉÃgÀPÀmÉÖ) | Chilur | 0 | 0 | 0 | 0 | 0 | 0 | 1 | 0 | 6 | 1 | 0.045675 | 0 | 0 | 0 | 0 | 0 | 1 | 1 | 0 | 1 | 2 | 0 | 0 | 8 | 1 | 0.0406 | 1 | 1 | F08-Malali | J¥sï-08 ªÀÄ¼À° | Honnali | 12/4©,12/14,13/3 | Nandi | #N/A
99 | Sri.M.P.Vijaykumar s/o Puttappa | ²æÃ JA.¦.«dAiÀÄPÀÄªÀiÁgï ©£ï ¥ÀÅlÖ¥Àà | Hirebasuru | »gÉÃ¨Á¸ÀÆgÀÄ | Sasvehalli | 0 | 0 | 3 | 0 | 0 | 3 | 4 | 9 | 6 | 1 | 0.5481 | 0 | 0 | 0 | 3 | 3 | 1 | 1 | 1 | 2 | 3 | 0 | 4 | 8 | 1 | 0.3248 | 2 | 2 | F13-Hirebasuru | J¥sï-13 »gÉÃ¨Á¸ÀÆgÀÄ | Honnali | 51/1 | Mubharak | F13-HIREBASURU AGRI
100 | 1)Sri.Pakkirappa s/o Rangappa 2)Erappa s/o Rangappa | 1)²æÃ ¥ÀQÌgÀ¥Àà ©£ï gÀAUÀ¥Àà 2) FgÀ¥Àà ©£ï gÀAUÀ¥Àà | Gollarahalli | UÉÆ®ègÀºÀ½î | O&M-1 | 0 | 0 | 0 | 0 | 0 | 0 | 1 | 0 | 6 | 1 | 0.03045 | 0 | 0 | 0 | 0 | 0 | 1 | 1 | 0 | 1 | 2 | 0 | 0 | 8 | 1 | 0.0406 | 1 | 1 | F08-Tunghabhadra | J¥sï-08 vÀÄAUÀ¨sÀzÀæ | Honnali | 44/3, | Mubharak | F08-TUNGABHADRA
101 | Sri.M.B.Veereshappa s/o Malleshappa | ²æÃ JA.©.«ÃgÉÃ±À¥Àà ©£ï ªÀÄ¯ÉèÃ±À¥Àà | Masadi | ªÀiÁ¸Àr | O&M-1 | 0 | 0 | 0 | 0 | 0 | 0 | 1 | 0 | 6 | 1 | 0.03045 | 0 | 0 | 0 | 0 | 0 | 1 | 1 | 0 | 1 | 2 | 0 | 0 | 8 | 1 | 0.0406 | 1 | 1 | F08-Tunghabhadra | J¥sï-08 vÀÄAUÀ¨sÀzÀæ | Honnali |  | Mubharak | F08-TUNGABHADRA
102 | 1)Smt.Geetha w/o Govindaraj 2)Sathish s/o Veerabasappa | 1)²æÃªÀÄw VÃvÀ PÉÆÃA UÉÆÃ«AzÀgÁeï 2) ¸ÀwÃ±ï ©£ï «ÃgÀ§¸À¥Àà | Kengatte | PÉAUÀmÉÖ | Chilur | 0 | 0 | 0 | 0 | 0 | 0 | 1 | 0 | 6 | 1 | 0.0609 | 0 | 0 | 0 | 0 | 0 | 1 | 1 | 0 | 1 | 2 | 0 | 0 | 8 | 1 | 0.0812 | 1 | 1 | F09-Kengatte | J¥sï-09 PÉAUÀmÉÖ | Honnali |  | Halesh | #N/A
103 | Sri.Ranganatha.B.G s/o Gadigappa | ²æÃ gÀAUÀ£ÁxÀ.©.f PÉÆÃA UÀ¢UÉ¥Àà | Bannikodu | §¤ßPÉÆÃqÀÄ | Kundur | 0 | 0 | 1 | 0 | 0 | 1 | 2 | 3 | 6 | 1 | 0.2436 | 0 | 0 | 0 | 1 | 1 | 1 | 1 | 0 | 1 | 2 | 0 | 0 | 8 | 1 | 0.0812 | 1 | 1 | F08-Bannikodu | J¥sï-08 §¤ßPÉÆÃqÀÄ | Honnali | 125/4©1, | Nandi | F08-BANNIKODU IP
104 | Sri.S.G.Rudranagowda s/o Mudigowdappa | ²æÃ J¸ï.f.gÀÄzÀæ£ÀUËqÀ ©£ï ªÀÄÄ¢UËqÀ¥Àà | Tanaganahalli(Gantyapura) | vÀgÀUÀ£ÀºÀ½î(ªÁ¸À-UÀAmÁå¥ÀÅgÀ) | O&M-1 | 0 | 0 | 0 | 0 | 0 | 0 | 1 | 0 | 6 | 1 | 0.03045 | 0 | 0 | 0 | 0 | 0 | 1 | 1 | 0 | 1 | 2 | 0 | 0 | 8 | 1 | 0.0406 | 1 | 1 | F03-Singatagere | J¥sï-03 ¹AUÀlUÉgÉ | Honnali | 80/8 | Mubharak | #N/A
105 | Sri.Umeshappa s/o Ujjappa | ²æÃ GªÉÄÃ±À¥Àà ©£ï GdÓ¥Àà | Malligenahalli | ªÀÄ°èUÉÃ£ÀºÀ½î | Kathige` | 0 | 0 | 0 | 0 | 0 | 0 | 1 | 0 | 6 | 1 | 0.03045 | 0 | 0 | 0 | 0 | 0 | 1 | 1 | 0 | 1 | 2 | 0 | 0 | 8 | 1 | 0.0203 | 1 | 1 | F01-Guddehalli | J¥sï-01 UÀÄqÉØÃºÀ½î | Nyamathi | 2023-03-24 | Nandi | #N/A
106 | Sri.Mallikarjuna.G s/o Gururajappa | ²æÃ ªÀÄ°èPÁdÄð£À.f ©£ï UÀÄgÀÄgÁd¥Àà | Chikkagonigere | aPÀÌUÉÆÃtÂUÉgÉ | O&M-1 | 0 | 0 | 0 | 0 | 0 | 0 | 1 | 0 | 6 | 1 | 0.03045 | 0 | 0 | 0 | 0 | 0 | 1 | 1 | 0 | 1 | 2 | 0 | 0 | 8 | 1 | 0.0203 | 1 | 1 | F10-Vaddarahatti | J¥sï-01 UÀÄqÉØÃºÀ½î | Honnali | 34/14 | Sunil | F10-VADDARAHATTI
107 | Sri.D.Parameshwarappa s/o Doddasiddappa | ²æÃ r.¥ÀgÀªÉÄÃ±ÀégÀ¥Àà ©£ï zÉÆqÀØ¹zÀÝ¥Àà | Madenahalli | ªÀiÁzÉÃ£ÀºÀ½î | Kathige | 0 | 0 | 0 | 0 | 0 | 0 | 1 | 0 | 6 | 1 | 0.03045 | 0 | 0 | 0 | 0 | 0 | 1 | 1 | 0 | 1 | 2 | 0 | 0 | 8 | 1 | 0.0203 | 1 | 1 | F02-Jeenahalli | J¥sï-02 fÃ£ÀºÀ½î | Nyamathi | 32/* | Sunil | #N/A
108 | Sri.K.Ramesh s/o Malnad Krishnappa | ²æÃ PÉ.gÀªÉÄÃ±ï ©£ï ªÀÄ¯Áßqï PÀÈµÀÚ¥Àà | Chikkabasur | aPÀÌ¨Á¸ÀÆgÀÄ | Sasvehalli | 0 | 0 | 0 | 0 | 0 | 0 | 1 | 0 | 6 | 1 | 0.045675 | 0 | 0 | 0 | 0 | 0 | 1 | 1 | 0 | 1 | 2 | 0 | 0 | 8 | 1 | 0.0203 | 1 | 1 | F12-Benakanahalli | J¥sï-12 ¨É£ÀPÀ£ÀºÀ½î | Honnali | 30/3. | Dev | #N/A
109 | 1)Sri.Ganesh.S.H s/o Hosamane Sankappa 2)Sri. Nagaraj.H s/o Hosamane Sankappa | 1)²æÃ UÀuÉÃ±ï.J¸ï.ºÉZï ©£ï ºÉÆ¸ÀªÀÄ£É ¸ÀAPÀ¥Àà 2)£ÁUÀgÁd.ºÉZï ©£ï ºÉÆ¸ÀªÀÄ£É ¸ÀAPÀ¥Àà | Masadi | ªÀiÁ¸Àr | O&M-1 | 0 | 0 | 4 | 0 | 0 | 4 | 5 | 12 | 6 | 1 | 0.609 | 0 | 0 | 0 | 4 | 4 | 1 | 1 | 0 | 1 | 2 | 0 | 0 | 8 | 1 | 0.1218 | 1 | 1 | F08-Tunghabhadra | J¥sï-08 vÀÄAUÀ¨sÀzÀæ | Honnali | 126/3, 126/2 | Dev | F08-TUNGABHADRA
110 | Smt.Santhamma w/o Madappa | ²æÃªÀÄw ¸ÁAvÀªÀÄä PÉÆÃA ªÀiÁzÀ¥Àà | Takkanahalli | vÀPÀÌ£ÀºÀ½î | O&M-1 | 0 | 0 | 2 | 0 | 0 | 2 | 3 | 6 | 6 | 1 | 0.35018 | 0 | 0 | 0 | 2 | 2 | 1 | 1 | 0 | 1 | 2 | 0 | 0 | 8 | 1 | 0.0406 | 1 | 1 | F02-Taraganahalli | J¥sï-02 vÀgÀUÀ£ÀºÀ½î | Honnali | 27/4* | Dev | F02-TARAGANAHALLI
111 | 1)Sri.Chandrappa.B.C s/o Chikkappa 2)Sri. Beerappa.B.C s/o Chikkappa | 1)²æÃ ZÀAzÀæ¥Àà.©.¹ ©£ï aPÀÌ¥Àà 2)²æÃ ©üÃgÀ¥Àà.©.¹. ©£ï aPÀÌ¥Àà | Basavanahalli | §¸ÀªÀ£ÀºÀ½î | O&M-2 | 0 | 0 | 0 | 0 | 0 | 0 | 1 | 0 | 6 | 1 | 0.0609 | 0 | 0 | 0 | 0 | 0 | 1 | 1 | 0 | 1 | 2 | 0 | 0 | 8 | 1 | 0.0203 | 1 | 1 | F08-Arabhagatte | J¥sï-08 CgÀ¨sÀUÀmÉÖ | Honnali | 223/1,222/1 | gururaj | F08-ARABAGATTE
112 | 1)Sri.Nagarajappa s/o Basappa 2)Smt. Megha D.C w/o Bheerappa 3)Sri.Chandrappa Dasappa Dasannara | 1)²æÃ £ÁUÀgÁd¥Àà ©£ï §¸À¥Àà 2)²æÃªÀÄw ªÉÄÃWÀ r ¹ PÉÆÃA ©ÃgÀ¥Àà ®QÌ | Basavanahalli | §¸ÀªÀ£ÀºÀ½î | O&M-2 | 0 | 0 | 0 | 0 | 0 | 0 | 1 | 0 | 6 | 1 | 0.015225 | 0 | 0 | 0 | 0 | 0 | 1 | 1 | 0 | 1 | 2 | 0 | 0 | 8 | 1 | 0.0203 | 1 | 1 | F08-Arabhagatte | J¥sï-08 CgÀ¨sÀUÀmÉÖ | Honnali | 3/5,106/2,44/16 | gururaj | F08-ARABAGATTE

## Format (hidden)
Sl no. | Benificiary name | «¼Á¸À | Village | UÁæªÀÄ | Section | RCC Pole - 9 Mtr DP set | RCC Pole - 9 Mtr Long, 145 Kg WL | PSCC pole 9met long 200kg WL | RCC pole 8met long 200kg WL | PSCC pole 8met long 200kg WL | SEE | 11kv Horizantal X-arm with HTST | 11KV Polymeric Pin Insulator | 45 kn Polymeric Disc insulators | Guy set with No.15 strain insulator | Rabbit ACSR conductor with 1.5%sag | 4-pin X-arms with clamps bolts nuts | 2-pin X-arms with clamps, bolts,nuts | 1.1kv pin insulators with GI pin | Loading/Unloading of 8met poles | Head carring of poles | 25 | RCC Pole - 9 Mtr Long, 145 Kg WL | PSCC pole 9met long 200kg WL | SEE | 4-pin X-arms with clamps bolts nuts | 2-pin X-arms with clamps, bolts,nuts | 1.1kv pin insulators with GI pin | No.8kv strain insulators | Guy set with No.8 strain insulator | Rabbit ACSR conductor with 1.5%sag | Loading/Unloading of 8met poles |  | Feeder | Feeder | SD | Servey no.
#VALUE! | 1)Sri.Nagarajappa s/o Basappa 2)Smt. Megha D.C w/o Bheerappa 3)Sri.Chandrappa Dasappa Dasannara | 1)²æÃ £ÁUÀgÁd¥Àà ©£ï §¸À¥Àà 2)²æÃªÀÄw ªÉÄÃWÀ r ¹ PÉÆÃA ©ÃgÀ¥Àà ®QÌ | Basavanahalli | §¸ÀªÀ£ÀºÀ½î | O&M-2 | 0 | 0 | 0 | 0 | 0 | 0 | 1 | 0 | 6 | 1 | 0.015225 | 0 | 0 | 0 | 0 | 0 | 1 | 1 | 0 | 1 | 2 | 0 | 0 | 8 | 1 | 0.0203 | 1 | 1 | F08-Arabhagatte | J¥sï-08 CgÀ¨sÀUÀmÉÖ | Honnali | 3/5,106/2,44/16 | gururaj | F08-ARABAGATTE

## front page
BANGLORE ELECTRICITY SUPPLY COMPANY LIMITED
Estimate no:- |  |  |  | LEC | 3 | x | *
Estimate for APS to 60kw CNG Bunk installation and providing Additional load of RR no. GHL142 (SL 5kw+15kw add=20kw Total)to Srinivasa Service station(Petrol Bunk) in favour of Girish.G.P s/o G.P.Srinivasa at Gollarahalli Village in O&M-1 section Honnali sub division. |  |  |  | Estimate for Arranging Power supply to | 5 | HP IP Set of | 1)Sri.Nagarajappa s/o Basappa 2)Smt. Megha D.C w/o Bheerappa 3)Sri.Chandrappa Dasappa Dasannara | at | Basavanahalli | Village | in | O&M-2 | Section | Honnali | sub division.
Under self execution :- | [6 empty] | Under
Abstract for SELF EXECUTION WORK :-
Sl no. | Particulars |  | Amount in Rs.
1 | Material Cost (Exclusive of GST) | Rs:- | 472678.5048
2 | Labour Charges (Exclusive of GST) | Rs:- | 34274.9192
3 | Basic Rate (Sum of Sl No. 1 & 2) | Rs:- | 506953.424
4 | Area specific Loading on Basic Rates at 3% on above(MC+LC) | Rs:- | 0
5 | Applicable GST on Sum of Sl No. 3 & 4 | Rs:- | 91251.6163
6 | Cost of Estimate (Sum of Sl No. 3 to 5) | Rs:- | 598205.0403
7 | Statutory Charges as per actuals (Inspectorate Charges, Civic Body Charges, Compensation Etc.,) | Rs:- | 9200
| Total cost of Estimate(Sum of Sl No. 6 & 7) | Rs:- | 607405 | [5 empty] | 8220
Certificate :- certified that I have personally inspected the spot and prepared this estimate using current SR for most safe and economical way of executing the work.
8220
49320
140571.6163
Assistent Executive engineer certificate.
Certificate :- certified that I have personally inspected the spot and prepared this estimate using current SR for most safe and economical way of executing the work.
Work Order No:- Budjet Head :-
Date :- Rupees :-
(Rs in words)
AE(E) AEE(E) AO EE(E)

## 11kv&LT line
BANGLORE ELECTRICITY SUPPLY COMPANY LIMITED
Estimate for APS to 60kw CNG Bunk installation and providing Additional load of RR no. GHL142 (SL 5kw+15kw add=20kw Total)to Srinivasa Service station(Petrol Bunk) in favour of Girish.G.P s/o G.P.Srinivasa at Gollarahalli Village in O&M-1 section Honnali sub division.
Part-1 Extention of 11kv line
Slno. | Particulars | Material code | Unit | Qty | Rate | Amount | LABOUR
[7 empty] | Rate | Amount
2 | PSCC pole 9met long 200kg WL | 200006 | no. | 3 | 4199 | 12597 | 1742 | 5226
5 | SEE | 281683 | no. | 3 | 239 | 717 | 93 | 279
6 | 11kv Horizantal X-arm with HTST | 279020 | no. | 3 | 646 | 1938 | 272 | 816
7 | 11KV Polymeric Pin Insulator | 283008 | no. | 9 | 205 | 1845 | 0 | 0
8 | 45 kn Polymeric Disc insulators | 283320 | no. | 6 | 186 | 1116 | 0 | 0
10 | Rabbit ACSR conductor with 1.5%sag | 284108 | Km | 0.4872 | 46234 | 22525.2048 | 4361 | 2124.6792
14 | Loading/Unloading of 8met poles | … | no. | 3 | 0 | 0 | 142 | 426
15 | Head carring of poles | … | set | 3 | 0 | 0 | 285 | 855
16 | Total Materials/Labour cost (Exclusive of 18% GST) |  |  |  |  | 40738.2048 |  | 9726.6792
17 | Total estimate cost. |  |  |  |  | 50465
Extention of LT line ;-
1 | RCC Pole - 9 Mtr Long, 145 Kg WL | 200105 | no. | 0 | 7076 | 0 | 1742 | 0
2 | PSCC pole 9met long 200kg WL | 200006 | no. | 0 | 4199 | 0 | 1742 | 0
3 | SEE | 281683 | no. | 0 | 239 | 0 | 93 | 0
4 | 4-pin X-arms with clamps bolts nuts | 279014 | no. | 0 | 423 | 0 | 160 | 0
5 | 2-pin X-arms with clamps, bolts,nuts | 279012 | no. | 0 | 266 | 0 | 160 | 0
6 | 1.1kv pin insulators with GI pin | 283003 | no. | 0 | 66 | 0 | 0 | 0
7 | No.8kv strain insulators | 283158 | no. | 0 | 27 | 0 | 0 | 0
8 | Guy set with No.8 strain insulator | Page-8/86 24(c) | no. | 0 | 1138 | 0 | 593 | 0
9 | Rabbit ACSR conductor with 1.5%sag | 284108 | Km | 0 | 46234 | 0 | 4361 | 0
10 | Releasing/Re-stringing of ACSR | … | km | 0 | 0 | 0 | 4361x1.9 | 0
11 | Loading/Unloading of 8met poles | … | no. | 0 | 0 | 0 | 142 | 0
12 | Head carring of poles | … | set | 0 | 0 | 0 | 285 | 0
13 | Total Materials/Labour cost (Exclusive of 18% GST) |  |  |  |  | 0 |  | 0
| Total estimate cost. |  |  |  |  | 0
Part-2 Extention of LT UG cable / Service mains ;-
1 | LT Metering Cubicle at Low Tension for 50 KW to 150 KW having specification & design as per the prototype approval (Excluding Meter Cost & Modem Cost) | 358352 | no. | 1 | 79882 | 79882 | 1659 | 1659
2 | CT PT Operated ETV Meter 0.2s Accuracy Class with ABT feature and DLMS protocal with ToD with RS 232 Port UNIDIRACTIONAL (Used for HT Installation, LT Metering Cubicle {50-150 KW}) | 357325 | no. | 1 | 19615 | 19615 | 865 | 865
3 | 95 Sqmm, 3.5 Core, (21 GI Strips-4 x 0.8 mm) | 287210 | Km | 0.02 | 317912 | 6358.24 | 2385 | 47.7
4 | Earth work excavation for cable trench of 0.5 to 0.75 mtr. Width and Depth upto 1 mtr. including trial pits, depositing on bank upto a lead of 50 mtrs,Supplying and Displaying necessary Danger Boards and Lighting, Using sight Rails and Sign Boards at every 100mtrs wherever necessary as directed. | … | cmt | 6 | 0 | 0 | 262 | 1572
5 | Cable covering tiles 250x125x40 mm or 125x125x40mm | … | Nos | 40 | 10.25 | 410 | 4367/km | 87.34
6 | Sand | … | cmt | 0.6 | 1786 | 1071.6 | 14810/km | 296.2
7 | Total materials/Labour charges |  |  |  |  | 107336.84 |  | 4527.24
| Total estimate cost. |  |  |  |  | 111864.08

## 100 Kva dtc
BANGLORE ELECTRICITY SUPPLY COMPANY LIMITED
Part-2 Providing 1x100 Kva transformer centre as per COST DATA SHEET-24
Slno. | Particulars | Material code | Unit | Qty | Rate | Amount | LABOUR
[7 empty] | Rate | Amount | 100kva
1 | DP Transformer structure using 9mtr RCC pole | 280112 | set | 1 | 31554 | 31554 | 6983 | 6983
2 | 11KV Polymeric Pin Insulator | 283008 | no. | 3 | 205 | 615 | 0 | 0
3 | 45 kn Polymeric Disc insulators | 283320 | no. | 3 | 186 | 558 | 0 | 0
4 | Guy set with No.15 strain insulator | Page-8/86 24(a) | no. | 4 | 1170 | 4680 | 593 | 2372
5 | 11kV/433V, 100KVA, 3 Phase, 50 Cys Distribution Transformer BEE-5 Star Rated with Oil | 321437 | no. | 1 | 221952 | 221952 | 1590 | 1590
6 | Grounding pipe type (Page 8/86,25(a)) | 281674 | set | 3 | 1729 | 5187 | 949 | 2847
8 | Concreting of guy set with out cement | … | no. | 4 | 0 | 0 | 250 | 1000 |  |  | 1501
9 | GI wire 10 SWG | 281008 | kg | 5 | 75.04 | 375.2 | 0 | 0
10 | GUY wire 7/10 SWG | 281110 | kg | 10 | 77.226 | 772.26 | 0 | 0
11 | 10kV,5 kA Lightning Arrester Polymeric type with GROUND DISCONNECTOR | 303202 | set/3no. | 1 | 4752 | 4752 | 119 | 119 | [5 empty] | 1260
12 | LT protection kit | 301107 | no. | 1 | 2023 | 2023 | 356 | 356
13 | LT Wiring kit | 289029 | no. | 1 | 10080 | 10080 | 1519 | 1519 | 949 | 1519
14 | 11kV Class, HG Fuse Unit with Solid Core Insulators | 302122 | set/3no. | 1 | 1069 | 1069 | 237 | 237 | 63kva | 100kva
15 | LT Distribution box for 100 kVA with MCB | 302122 | no. | 1 | 22686 | 22686 | 385 | 385
16 | LT Metering box with CTs and necessary wiring for housing ETV Meter (Please see CDS-42) | 358055 | set | 1 | 5126 | 5126 | 865 | 865 | 6287.6 | 9369.55 |  | 63kva | 100kva | lab
17 | LT Electronic Tri-Vector Meter 5A, Class-0.5/1.0 accuracy | 357519 | no. | 1 | 3396 | 3396 | 480 | 480 |  |  | LT Metering box with CTs and necessary wiring for housing ETV Meter (Please see CDS-42) | 6293 | 5902 | 557
18 | Single Break GOS 200Amps | 304212 | set | 1 | 9450 | 9450 | 1104 | 1104
19 | Caution/Danger Board | 613050 | no. | 1 | 150 | 150 | 80 | 80
20 | Anti-climbing Divice (Barberd 12mtr/kg) | 278911 | kg | 2 | 89 | 178 | 42 | 84
21 | Total Materials/Labour cost (Exclusive of 18% GST) |  |  |  |  | 324603.46 |  | 20021
| Total estimate cost. |  |  |  |  | 344624.46

## DE-com (hidden)
BANGLORE ELECTRICITY SUPPLY COMPANY LIMITED
Part-3 Decommissioning of Estimate
Slno. | Particulars | Unit | Qty | Rate | Amount
1 | Releasing of 7.5mtr pole | no. | 0 |  | 0
2 | Releasing of 4ACSR conductor | km | 0 |  | 0
3 | Releasing/Re-fixing of X-arms | no. | 0 |  | 0
4 | Releasing/Re-stringing of ACSR | km | 0 |  | 0
6 | Total materials/Labour charges |  |  |  | 0
CREDIT:-
1 | Released of 8/7.5mtr RCC pole | no. | 0 no x 12kg=00kg Skeliton
1 | Released of 7.5mtr PCC pole | no. | 4 no | Broken not returnable to store
2 | Released of 4ACSR conductor | km | 0 | Released scrap
3 | Released of 4-PIN X-arms | no. | 0 | Released scrap
Data to be furnished by Accounts Staff
1 | Original value of the Asset | Rs
2 | written down value | Rs
3 | Depriciation earned | Rs
Certificate :- certified that I have personally inspected the spot and prepared this estimate using current SR for most safe and economical way of executing the work.
Certificate :- certified that I have personally inspected the spot and prepared this estimate using current SR for most safe and economical way of executing the work.
REPORT:- This estimate is prepared for Sum of rupees |  |  |  |  | 607405
Estimate for APS to 60kw CNG Bunk installation and providing Additional load of RR no. GHL142 (SL 5kw+15kw add=20kw Total)to Srinivasa Service station(Petrol Bunk) in favour of Girish.G.P s/o G.P.Srinivasa at Gollarahalli Village in O&M-1 section Honnali sub division.
1. It is praposed to extend 11Kv line from point 'A' to 'B' to a distence of 0.16 km tapping from existing F07-Gollarahalli Domestic feeder as shown in the sketch using 9/8mtr line supports. | [5 empty] | 1. It is praposed to extend 11Kv line from point 'A' to 'B' to a distence of | 0.16 | km tapping from existing | F08-Arabhagatte | Agri feeder as shown in the sketch using 9/8mtr line supports.
2. It is praposed to provide 0no of Guy sets as shown in the sketch. | [5 empty] | 2. It is praposed to provide | #VALUE! | no of Guy sets as shown in the sketch.
3. It is praposed to provide 0 no of stud pole as shown in the sketch. | [5 empty] | 3. It is praposed to provide |  | #VALUE! | no of stud pole as shown in the sketch.
4. It is praposed to provide 1x100 kva DTC at point 'B' as shown in the sketch.
5. It is praposed to extend 95sqmm LT UG cable to a distence of 0.01 km 2-runs as shown in the sketch. | [5 empty] | 5. It is praposed to extend LT 4wire line to a distence of | 0 | km as shown in the sketch.
6. The existing Petrol bunk having RR no.GHL142 sanction load of 5Kw this installation required 15kw additional load and New CNG bunk required 60kw load so that 1x100kva DTC praposed shown in the sketch. | [5 empty] | 5. It is praposed to extend LT 4wire line to a distence of | 0 | km as shown in the sketch.
All necessory work materials with labour charges are made provition in this estimate. The work will carried out by SFS basis so pleze santion this estimate early.
¸ÀÜ¼À ¥Àj²Ã®£Á ªÀgÀ¢:-
²æÃ¤ªÁ¸À ¸À«ðÃ¸ï ¸ÉÖÃ±À£ï ¥ÉmÉÆæÃ¯ï §APï ¸ÁÜªÀgÀzÀ°è 60QªÁå ¹J£ïf §APï C¼ÀªÀr¸À®Ä ºÁUÀÄ ºÁ° EgÀÄªÀ Dgï Dgï ¸ÀASÉå fºÉZïJ¯ï142 ªÁtÂdå §¼ÀPÉ ¸ÁÜªÀgÀPÉÌ 5QªÁå «zÀÄåvï ¸ÀA¥ÀPÀð EzÀÄÝ ºÉZÀÄÑªÀj 15QªÁå CfðAiÀÄ£ÀÄß £ÉÆAzÁ¬Ä¹gÀÄvÁÛgÉ. F ¸ÁÜªÀgÀªÀÅ UÉÆ®ègÀºÀ½î UÁæªÀÄzÀ ªÁå¦ÛUÉ §gÀÄvÀÛzÉ. F ¸ÁÜªÀgÀzÀ ¸ÀÜ¼À ¥Àj²Ã®£É ªÀiÁr ¸ÀzÀj MlÄÖ 20QªÁå ºÉZÀÄÑªÀj ºÁUÀÆ ºÉÆ¸À 60QªÁå ¹J£ïf §APï ªÁtÂdå §¼ÀPÉUÉ «zÀÄåvï ¸ÀA¥ÀPÀð ¥ÀqÉAiÀÄ®Ä ºÁ° EgÀÄªÀ 11PÉ« J¥sï-07 UÉÆ®ègÀºÀ½î ªÀiÁUÀð¢AzÀ 0.16Q«Ä 11PÉ« ªÀiÁUÀðªÀ£ÀÄß «¸ÀÛj¹ 1*100PÉ«J ¥ÀjªÀvÀðPÀªÀ£ÀÄß C¼ÀªÀr¹, 0.0Q«Ä J¯ïn ªÀiÁUÀðªÀ£ÀÄß «¸ÀÛj¹ «zÀÄåvï ¸ÀA¥ÀPÀð ¤ÃqÀ®Ä CAzÁdÄ ¥ÀnÖ vÀAiÀiÁj¹ ªÀÄAdÆgÁwUÉ ¸À°è¹gÀÄvÉÛÃªÉ. | [5 empty] | 1)²æÃ £ÁUÀgÁd¥Àà ©£ï §¸À¥Àà 2)²æÃªÀÄw ªÉÄÃWÀ r ¹ PÉÆÃA ©ÃgÀ¥Àà ®QÌ | EªÀgÀ | 3*5 | ºÉZï¦ L¦ ¸ÁÜªÀgÀPÉÌ ¸ÀéAiÀÄA DyðPÀ AiÉÆÃd£ÉAiÀÄ°è «zÀÄåvï ¸ÀA¥ÀPÀð ¥ÀqÉAiÀÄ®Ä CfðAiÀÄ£ÀÄß £ÉÆAzÁ¬Ä¹gÀÄvÁÛgÉ. F ¸ÁÜªÀgÀªÀÅ | §¸ÀªÀ£ÀºÀ½î | UÁæªÀÄzÀ ¸ÀªÉðÃ £ÀA. | 3/5,106/2,44/16 | gÀ°è ¨ÉÆÃgï ªÉ¯ï ºÁQgÀÄvÁÛgÉ. F ¸ÁÜªÀgÀzÀ ¸ÀÜ¼À ¥Àj²Ã®£É ªÀiÁr ¸ÀzÀj | 3*5 | ºÉZï¦ L¦UÉ «zÀÄåvï ¸ÀA¥ÀPÀð ¥ÀqÉAiÀÄ®Ä ºÁ° EgÀÄªÀ 11PÉ« | J¥sï-08 CgÀ¨sÀUÀmÉÖ | ªÀiÁUÀð¢AzÀ | 0.16 | Q«Ä 11PÉ« ªÀiÁUÀðªÀ£ÀÄß «¸ÀÛj¹ 1*25PÉ«J ¥ÀjªÀvÀðPÀªÀ£ÀÄß C¼ÀªÀr¸À®Ä ºÁUÀÄ | 0 | Q«Ä J¯ïn ªÀiÁUÀðªÀ£ÀÄß «¸ÀÛj¹ «zÀÄåvï ¸ÀA¥ÀPÀð ¤ÃqÀ®Ä CAzÁdÄ ¥ÀnÖ vÀAiÀiÁj¹ ªÀÄAdÆgÁwUÉ ¸À°è¹gÀÄvÉÛÃªÉ.
Sketch:- | [8 empty] | 0
Index
Ex. 11kv line & Pole
Praposed 11kv line &pole
Praposed 1x100kva DTC
Praposed LT line & Pole
Praposed LT line & Pole
6. It is praposed to bifurcate the 10HP load from existing 1x63kva over loaded DTC to Praposed DTC. The Praposed DTC praposed load is 20HP+10HP=30HP as shown in the sketch.
6. The Existing DTC having connected load of 65HP. It is praposed to bifurcate the 15HP load from existing 1x63kva over loaded DTC to Praposed DTC. The Praposed DTC praposed load is 15HP+30HP=45HP as shown in the sketch. Remainig 50HP load will be in Existing DTC.

## Sheet1 (2) (hidden)
ºÁ° PÀlÖqÀzÀ MlÄÖ «zÀÄåvï ¸ÀA¥ÀPÀð PÀ°à¸À¨ÉÃPÁVgÀÄªÀ «ªÀgÀ:-
PÀæ.¸ÀA | PÀlÖqÀzÀ «ªÀgÀ | PÀlÖqÀzÀ «¹ÛÃtð(ZÀ.«ÄÃ) | GzÉÝÃ²vÀ ¸ÁÜªÀgÀUÀ¼À «ªÀgÀ | ¸ÁÜªÀgÀUÀ¼À ºÉÆgÉ «ªÀgÀ | MlÄÖ ºÉÆgÉ (Q.ªÁå) | GzÉÝÃ±À | dPÁw
16.2116
8.1058
62.53
705.59

## 1.2 (hidden)
BANGLORE ELECTRICITY SUPPLY COMPANY LIMITED
Estimate no:- |  |  | LEC | 3 | x | *
Estimate for APS to 60kw CNG Bunk installation and providing Additional load of RR no. GHL142 (SL 5kw+15kw add=20kw Total)to Srinivasa Service station(Petrol Bunk) in favour of Girish.G.P s/o G.P.Srinivasa at Gollarahalli Village in O&M-1 section Honnali sub division. |  |  | Estimate for Arranging Power supply to | 5 | HP IP Set of | 1)Sri.Nagarajappa s/o Basappa 2)Smt. Megha D.C w/o Bheerappa 3)Sri.Chandrappa Dasappa Dasannara | at | Basavanahalli | Village | in | O&M-2 | Section | Honnali | sub division.
Station Feasibility Report | [6 empty] | #VALUE!
1. MUSS DETAILS
a | Name of the Station | 66/11 KV MUSS, Honnali
b | Installed Capacity | 2x8 + 1x12.5 mva
c | Peak Load of the Station | 17.8 MW |  |  |  |  | 0
d | Peak Load on BANK-1 | 6.7 Mw
e | CT Ratio of the Bank-1 | 800/1
f | Peak Load on BANK-2 | 6.8 Mw
g | CT Ratio of the Bank-2 | 800/1
h | Peak Load on BANK-3 | 6.1 Mw
i | CT Ratio of the Bank-3 | 400/1
j | Name of the feeder | F07-Gollarahalli
g | Peak load of feeder | 25 Amps
2 | Whether Power Supply Feasible or not | Feasible
All necessory work materials with labour charges are made provition in this estimate. The work will carried out by Self execution & DCW basis so pleze santion this estimate early.

## List of est (hidden)
List of works
Estimate for Arranging Power supply to 2x5HP IP Sets of 01) Sri.Hanumanthappa.M.R. s/o Rudrappa 2)Muthamma w/o Hanumanthappa at Kulagatte Village in Kyasinakere O&M section Honnali sub division. | Raghu
Estimate for Arranging Power supply to 1x5HP IP Set of Sri.Chandrappa.H s/o Thimmappa at Arakere Village in O&M-1 section Honnali sub division. | dev
Estimate for Arranging Power supply to 1x5HP IP Set of Smt.Neelamma w/o Manjappa at Honnali Town(Devanayakanahalli) in O&M-2 section Honnali sub division. | nandi
Estimate for Arranging Power supply to 4nosx5HP and 1x4HP IP Sets of Smt.Shanthamma w/o Halappa at Kodachagondanahalli Village in O&M-2 section Nyamathi sub division. | nandi
Estimate for Arranging Power supply to 3nosx5HP IP Sets of Smt.Sushilamma w/o Basavarajappa at Kodachagondanahalli Village in O&M-2 section Nyamathi sub division. | nandi
Estimate for Arranging Power supply to 1x5HP IP Set of Smt.H.M.Gouramma w/o Maheshwarappa at Taraganahalli Village in O&M-1 section Honnali sub division. | nandi
Estimate for Arranging Power supply to 2x5HP IP Set of Sri.Nageshappa.J s/o Gurubasappa and other at Kathige Village in Kathige O&M section Nyamathi sub division. | Mailara
Estimate for Arranging Power supply to 5HP IP Set of Sri.Giddamma w/o Halappa at Tyagadakatte Village in Kyasinakere O&M section Honnali sub division. | Raghu
Estimate for Arranging Power supply to 5HP IP Set of Sri.C.H.Manjappa s/o G.V.Hanumanthappa at Masadi Village in O&M-1 section Honnali sub division. | Mailara
Estimate for Arranging Power supply to 5HP IP Set of Sri.Manjappa s/o Basappa at Beejogatte Village in Nyamathi O&M-2 section Honnali sub division. | nandi
Estimate for Arranging Power supply to 2x5HP IP Set of Smt.Rajeshwari.S w/o Kenchanaik at Byranahalli Village in Kyasinakere O&M section Honnali sub division. | Raghu
Estimate for Arranging Power supply to 1x5HP IP Set of Smt.Annapurnamma w/o H.N.Manjappa at Hosahalli Village in Sasvehalli O&M section Honnali sub division. | Raghu
Estimate for Arranging Power supply to 1x5HP IP Set of Sri.Basavaraja Gowdra Mahadevappa s/o Prabhudeva at Kundur Village in Kundur O&M section Honnali sub division. | Swamy
Estimate for Arranging Power supply to 2x5HP IP Set of Sri.Kuberappa.N.G s/o Chandrappa at Neralagundi Village in Kundur O&M section Honnali sub division. | Nandi
Estimate for Arranging Power supply to 2x5HP IP Set of Sri.D.Hanumanthappa s/o Halappa and other at Arehalli Village in Nyamathi O&M-2 section Nyamathi sub division. | Nandi
Estimate for Arranging Power supply to 1x5HP IP Set of Sri.G.N.Chandrappa s/o G.Ningappa at Koppa Village in Malebennur O&M section Harihara sub division. | Nandi
Estimate for Arranging Power supply to 2x5HP IP Set of Sri.D.Shivaraj s/o Thirthappa at Basavanahalli Village in O&M-2 section Harihara sub division. | Geetha
Estimate for Arranging Power supply to 5HP IP Set of Sri.K.E.Suresh s/o K.B.Eshwarappa at Marikoppa Village in O&M-2 section Harihara sub division. | Nandi
Estimate for Arranging Power supply to 5HP IP Set of Sri.Manjachari s/o Halappa at Didagur Village in O&M-2 section Harihara sub division. | Nandi
Estimate for Arranging Power supply to 3x5HP IP Set of Sri.Basavarajappa.M.G. s/o Gurubasappa and 2nos others at Masadi Village in O&M-1 section Harihara sub division. | Swamy
Estimate for Arranging Power supply to 4x5HP IP Set of Sri.Bharamappa.K s/o Ujjappa(3nos) and 1nos others at Belaguthi Village in O&M-1 section Nyamathi sub division. | Nandi
Estimate for Arranging Power supply to 5HP IP Set of Sri.Manjunatha.P.R s/o P.Rangappa at Singatagere Village in O&M-1 section Honnali sub division. | Nandi
Estimate for Arranging Power supply to 5HP IP Set of Smt.Netrawathi.C s/o Nagarajayya.M at Hattur Village in O&M-2 section Honnali sub division. | Nandi
Estimate for Arranging Power supply to 5HP IP Set of Sri.Halesh.K.N s/o K.B.Ningappa at Masadi Village in O&M-1 section Honnali sub division. | Nandi
Estimate for Arranging Power supply to 5HP IP Set of Sri.Thippeshappa s/o Pakkirappa at Sasvehalli Village in Sasvehalli O&M section Honnali sub division. | Murali
Estimate for Arranging Power supply to 5HP IP Set of Sri.Obalappa s/o Borappa at Neralagundi Village in Kundur O&M section Honnali sub division. | Munavar
Estimate for Arranging Power supply to 5HP IP Set of Smt.Jayamma s/o H.M.Shivakumar at Takkanahalli Village in O&M-1 section Honnali sub division. | MBT
Estimate for Arranging Power supply to 5HP IP Set of Sri.Subhash s/o Siddappa at Masadi Village in O&M-1 section Honnali sub division. | MBT
Estimate for Arranging Power supply to 5HP IP Set of Sri.Naveenmurthy s/o at Rampura Village in Sasvehalli O&M section Honnali sub division. | Nandi
Estimate for Arranging Power supply to 5HP IP Set of Sri.Naveenmurthy s/o at Rampura Village in Sasvehalli O&M section Honnali sub division. | Nandi
Estimate for Arranging Power supply to 5HP IP Set of Sri.Naveenmurthy s/o at Rampura Village in Sasvehalli O&M section Honnali sub division. | Nandi
Estimate for Arranging Power supply to 5HP IP Set of Sri.Thimmappa.G s/o Eshwarappa at Hattur Village in O&M-2 section Honnali sub division. | Laxmi
Estimate for Arranging Power supply to 4x5HP IP Set of Smt.Sumitramma w/o Veereshappa and 3nos others at Haralahalli Village in O&M-2 section Honnali sub division. | Nandi
Estimate for Arranging Power supply to 3x8HP IP Set of Sri.Gangojirao s/o Mahadevappa and 2nos others at Hiregonigere Village in O&M-1 section Honnali sub division. | Nandi
Estimate for Arranging Power supply to 2x5HP IP Set of Smt.Subhadramma w/o Basavarajappa.D.R. and 1nos others at Rampura Village in Sasvehalli O&M section Honnali sub division. | Nandi
Estimate for Arranging Power supply to 1x5HP IP Set of Smt.B.Revamma w/o Balachandrappa at Taraganahalli Village in O&M-1 section Honnali sub division. | Swamy
Estimate for Arranging Power supply to 1x5HP IP Set of Smt.Gouramma w/o Shivappa at Taraganahalli Village in O&M-1 section Honnali sub division. | Swamy
Estimate for Arranging Power supply to 2x8HP IP Set of 01.Sri.G.M.Praveenkumar s/o G.N.Manjappa 02.Smt.K.B.Rupapraveena w/o G.M.Praveenkumar at Chikkagonigere Village in O&M-1 section Honnali sub division. | Nandi
Estimate for Arranging Power supply to 1x5HP IP Set of Sri.Mallappa s/o Basappa Bidaragadde at Haralahalli Village in O&M-1 section Honnali sub division. | Nandi
Estimate for Arranging Power supply to 1x5HP IP Set of Sri.N.Sannabasappa s/o Nandyappa at Beeragondanahalli Village in Sasvehalli O&M section Honnali sub division. | Nandi
Estimate for Arranging Power supply to 1x5HP IP Set of Smt.Yashodamma w/o Thimmappa.S at Tyagadakatte Village in Sasvehalli O&M section Honnali sub division. | Raghu
Estimate for Arranging Power supply to 1x5HP IP Set of Sri.Ramappa s/o Rangappa (SaidarKallahalli) at Tyagadakatte Village in Sasvehalli O&M section Honnali sub division. | Raghu
Estimate for Arranging Power supply to 1x5HP IP Set of Smt.Parvathamma w/o M.Channamallayya at Kulagatte Village in Kyasinakere O&M section Honnali sub division. | Raghu
Estimate for Arranging Power supply to 1x5HP IP Set of Sri.Sureshnaik s/o Heeryanaik at Gantyapura Village in O&M-1 section Honnali sub division. | MBT
Estimate for Arranging Power supply to 1x5HP IP Set of Smt.Basamma w/o Chikkappa at Bairanahalli Village in Kyasinakere O&M-1 section Honnali sub division. | Raghu
Estimate for Arranging Power supply to 3x5HP IP Set of 01) Sri.Shivappa s/o Halappa 2nos 02) Sri.C.G.Bairesh s/o C.H.Gopalappa at Chilapura Village in Kyasinakere O&M section Honnali sub division. | Nandi
Estimate for Arranging Power supply to 2x5HP IP Set of 01) Sri.Maheshwarappa s/o Marappa 02) at Belimallur Village in Kyasinakere O&M section Honnali sub division. | Nandi
Estimate for Arranging Power supply to 1x5HP IP Set of Sri.Prahalladappa s/o Basappa at Narasagondanahalli Village in O&M-1 section Honnali sub division. | Dev
Estimate for Arranging Power supply to 1x5HP IP Set of Sri.Ramayya s/o Narasappa at Sunkadakatte Village in O&M-2 section Honnali sub division. | Nandi
Estimate for Arranging Power supply to 4x5HP IP Set of Sri.Jayappa s/o Siddabasappa and 3nos others at Arehalli Village(Govinakovi) in Chilur O&M section Honnali sub division. | Nandi
Estimate for Arranging Power supply to 2x5HP IP Set of 01)Sri.Rajappa s/o Virupakshappa 2)Smt.Renuka w/o D.Nagarajappa Dummali at Balamuri Village in O&M-2 section Honnali sub division. | Nandi
Estimate for Arranging Power supply to 1x5HP IP Set of Sri.Sharath.T.C s/o Chandrashekar.T.S at Guddehalli Village in Kathige O&M section Nyamathi sub division. | Sridevi
Estimate for Arranging Power supply to 3x5HP IP Set of Sri.A.M.Venkateshmurthy s/o Thimmappa and 2nos others at Yakkanahalli Village in Kundur O&M section Honnali sub division. | Swamy

## 11kv&LT line (2) (hidden)
BANGLORE ELECTRICITY SUPPLY COMPANY LIMITED
Estimate no:-
Part-1 Extention of 11kv line
Slno. | Particulars | Material code | Unit | Qty | Rate | Amount | LABOUR
[7 empty] | Rate | Amount
1 | RCC Pole - 9 Mtr Long, 145 Kg WL | 200005 | no. | 0 | 7153 | 0 | 1341 | 0 |  |  |  | 700
2 | PSCC pole 9met long 200kg WL | 200006 | no. | 5 | 4276 | 21380 | 1341 | 6705 |  |  |  | 700
3 | RCC pole 8met long 200kg WL | 200103 | no. | 0 | 5306 | 0 | 1072 | 0
3 | PSCC pole 8met long 200kg WL | 200003 | no. | 0 | 3578 | 0 | 1072 | 0
5 | SEE | 281683 | no. | 5 | 248 | 1240 | 70 | 350
6 | 11kv Horizantal X-arm with HTST | 279020 | no. | 5 | 668 | 3340 | 122 | 610
7 | 11KV Polymeric Pin Insulator | 283008 | no. | 15 | 221 | 3315 | 0 | 0
8 | 45 kn Polymeric Disc insulators | 283320 | no. | 0 | 202 | 0 | 0 | 0
9 | Guy set with No.15 strain insulator | … | no. | 8 | 1209 | 9672 | 448 | 3584
10 | Rabbit ACSR conductor with 1.5%sag | 284108 | Km | 3.5525 | 61515 | 218532.0375 | 3299 | 11719.6975 |  | 1750
11 | 4-pin X-arms with clamps bolts nuts | 279014 | no. | 0 | 439 | 0 | 122 | 0
12 | 2-pin X-arms with clamps, bolts,nuts | 279012 | no. | 42 | 274 | 11508 | 122 | 5124
13 | 1.1kv pin insulators with GI pin | 283003 | no. | 64 | 65 | 4160 | 0 | 0
7 | No.8kv strain insulators | 283158 | no. | 16 | 25 | 400 | 0 | 0
13 | Releasing/Re-stringing of ACSR |  | km | 5.25 | 0 | 0 | 3299x0.9 | 15587.775 |  |  | 1340
14 | Loading/Unloading of 8met poles | … | no. | 5 | 0 | 0 | 106 | 530
15 | Head carring of poles | … | set | 5 | 0 | 0 | 215 | 1075
16 | misc materials/Labour charges |  |  |  |  | 52.96 |  | 14.53
17 | Total materials/Labour charges |  |  |  |  | 273599.9975 |  | 45300.0025
18 | Total Labour charges |  |  |  |  | 45300.0025
19 | Locality Allowence at 20% on LC |  |  |  |  | 9060.0005
20 | Regular employees cost at 20% on LA+LC |  |  |  |  | 10872.0006
21 | Service Tax @ 18% on LC+LA |  |  |  |  | 9784.8005
22 | Contengency at @ 2% on material & Labour |  |  |  |  | 6378
| Total estimate cost. |  |  |  |  | 354995
Extention of LT line ;-
1 | RCC Pole - 9 Mtr Long, 145 Kg WL | 200005 | no. | 1 | 7153 | 7153 | 1341 | 1341 |  |  |  | 700
2 | PSCC pole 9met long 200kg WL | 200006 | no. | 0 | 4276 | 0 | 1341 | 0 |  |  |  | 700
3 | SEE | 281683 | no. | 1 | 248 | 248 | 70 | 70
4 | 4-pin X-arms with clamps bolts nuts | 279014 | no. | 2 | 439 | 878 | 122 | 244
5 | 2-pin X-arms with clamps, bolts,nuts | 279012 | no. | 0 | 274 | 0 | 122 | 0
6 | 1.1kv pin insulators with GI pin | 283003 | no. | 0 | 65 | 0 | 0 | 0
7 | No.8kv strain insulators | 283158 | no. | 8 | 25 | 200 | 0 | 0
8 | Guy set with No.8 strain insulator | … | no. | 1 | 1179 | 1179 | 448 | 448
9 | Rabbit ACSR conductor with 1.5%sag | 284108 | Km | 0.0812 | 61515 | 4995.018 | 3299 | 267.8788
10 | Loading/Unloading of 8met poles | … | no. | 1 | 0 | 0 | 106 | 106
11 | Head carring of poles | … | set | 1 | 0 | 0 | 215 | 215
12 | misc materials/Labour charges |  |  |  |  | 46.98 |  | 8.12
13 | Total materials/Labour charges |  |  |  |  | 14699.998 |  | 2699.9988
14 | Total Labour charges |  |  |  |  | 2699.9988
15 | Locality Allowence at 20% on LC |  |  |  |  | 539.9998
16 | Regular employees cost at 20% on LA+LC |  |  |  |  | 647.9997
17 | Service Tax @ 18% on LC+LA |  |  |  |  | 583.1997
18 | Contengency at @ 2% on material & Labour |  |  |  |  | 347.9999
| Total estimate cost. |  |  |  |  | 19519
1 | RCC/PSCC pole DP set 9met long | 279100 | no. | 0 | 17450 | 0 | 3578 | 0 |  | 17134
13 | Releasing/Re-stringing of ACSR |  | km | 0 | 0 | 0 | 2869x1.9 | 0 |  |  | 1340
14 | Releasing/Re-fixing of X-arms |  | no. | 0 | 0 | 0 | 106x1.9 | 0 |  |  | #VALUE!
15 | Releasing/Re-errection of 8mtr pole |  | no. | 0 | 0 | 0 | 1166x1.9 | 0
1 | RCC/PSCC pole DP set 9met long |  | no. | 0 | 17450 | 0 | 3578 | 0
14 | Releasing/Re-stringing of ACSR |  | km | 0 | 0 | 0 | 2869x1.9 | 0 | 1750 | 0.52
15 | Releasing/Re-fixing of X-arms |  | no. | 0 | 0 | 0 | 106x1.9 | 0 | 800
16 | Releasing/Re-fixing of Guy set |  | no. | 0 | 0 | 0 | 380x1.9 | 0 | 2550
18 | Releasing/Re-errection of 8mtr pole |  | no. | 1 | 0 | 0 | 932x1.9 | 1770.8

## Enhance 25 by 63 (hidden)
BANGLORE ELECTRICITY SUPPLY COMPANY LIMITED
Estimate no:-
Estimate for Arranging Power supply to 3x8HP IP Set of Sri.Nagappa s/o Baslingappa and other 2no of IP sets at Holeharalahalli Village in O&M-1 section Honnali sub division.
Under self execution | [9 empty] | Under
Slno. | Particulars | Material code | Unit | Qty | Rate | Amount | LABOUR
[7 empty] | Rate | Amount
1 | 11kV/433V, 63kVA, 3 Phase, 50 Cys Distribution Transformer BEE-5 Star Rated with oil | 321466 | no. | 1 | 160000 | 160000 | 863 | 863
2 | LT Wiring kit | 289029 | no. | 1 | 4325.2 | 4325.2 | 625 | 625
3 | Loading/Unloading of 63kva Transformer |  | no. | 1 | 0 | 0 | 205 | 205 | 580
4 | Head carring of 63kva Transformer |  | no. | 1 | 0 | 0 | 424 | 424 | 420 |  |  | 1440
5 | misc materials/Labour charges |  |  |  |  | 74.8 |  | 83 |  |  | 150 | 21.6
6 | Total materials/Labour charges |  |  |  |  | 164400 |  | 2200
7 | Total Labour charges |  |  |  |  | 2200
8 | Locality Allowence at 20% on LC |  |  |  |  | 440
9 | Regular employees cost at 20% on LA+LC |  |  |  |  | 528
10 | Service Tax @ 18% on LC+LA |  |  |  |  | 475.2
11 | Contengency at @ 2% on material & Labour |  |  |  |  | 3332
| Total estimate cost. |  |  |  |  | 171375
Part-3 Decommissioning of Estimate
Slno. | Particulars | Material code | Unit | Qty | Rate | Amount
1 | Releasing of 25kva transformer | … | no. | 1 | 863x0.9 | 776.7
2 | misc materials/Labour charges |  |  |  |  | 13.3
3 | Total Labour charges |  |  |  |  | 790
4 | Locality Allowence at 20% on LC |  |  |  |  | 158
5 | Regular employees cost at 20% on LA+LC |  |  |  |  | 189.6
6 | Service Tax @ 18% on LC+LA |  |  |  |  | 170.64
7 | Contengency at @ 2% on material & Labour |  |  |  |  | 15.8
| Total estimate cost. |  |  |  |  | 1324
CREDIT:-
1 | Released 1x25 kva Transformer |  | no. | 1 | Released good
Make:-
Sl no:-
Data to be furnished by Accounts Staff
1 | Original value of the Asset |  | Rs
2 | written down value |  | Rs
3 | Depriciation earned |  | Rs
Certificate :- certified that I have personally inspected the spot and prepared this estimate using current SR for most safe and economical way of executing the work.
Certificate :- certified that I have personally inspected the spot and prepared this estimate using current SR for most safe and economical way of executing the work.
REPORT:- This estimate is prepared for Sum of rupees | [5 empty] | 172699
Estimate for Arranging Power supply to 3x8HP IP Set of Sri.Nagappa s/o Baslingappa and other 2no of IP sets at Holeharalahalli Village in O&M-1 section Honnali sub division.
1. It is praposed to enhancement of 1x25kva by 1x63kva Transformer as shown in the sketch.
2. The existing 1x25kva having connected load of 20HP and the praposed 24HP load is not able to take this DTC so that 25kva will be enhanced to 63kva DTC as shown in the sketch.
All necessory work materials with labour charges are made provition in this estimate. The work will carried out by SFS basis so pleze santion this estimate early.
¸ÀÜ¼À ¥Àj²Ã®£Á ªÀgÀ¢:-
²æÃ £ÁUÀ¥Àà ©£ï §¹èAUÀ¥Àà ªÀÄvÀÄÛ EvÀgÀgÀÄ 3*8 ºÉZï¦ L¦ ¸ÁÜªÀgÀPÉÌ ¸ÀéAiÀÄA DyðPÀ AiÉÆÃd£ÉAiÀÄ°è «zÀÄåvï ¸ÀA¥ÀPÀð ¥ÀqÉAiÀÄ®Ä CfðAiÀÄ£ÀÄß £ÉÆAzÁ¬Ä¹gÀÄvÁÛgÉ.F ¸ÁÜªÀgÀªÀÅ ºÉÆ¼ÉºÀgÀ¼ÀºÀ½î UÁæªÀÄzÀ ¸ÀªÉðÃ £ÀA.11/2a2À°èvÀÄAUÀ¨sÀzÀæ £À¢¬ÄAzÀ ¤ÃgÉvÀÛ®Ä G¥ÀAiÉÆÃV¸ÀÄvÁÛgÉ. F ¸ÁÜªÀgÀzÀ ¸ÀÜ¼À ¥Àj²Ã®£É ªÀiÁr ¸ÀzÀj «zÀÄåvï ¸ÀA¥ÀPÀð ¥ÀqÉAiÀÄ®Ä ºÁ° EgÀÄªÀ 11PÉ« J¥sï-02 §¼ÉîÃ±ÀégÀ L¦ ªÀiÁUÀðzÀ 1*25PÉ«J ¥ÀjªÀvÀðPÀªÀ£ÀÄß vÉUÉzÀÄ ºÉZÀÄÑªÀj 1*63PÉ«J ¥ÀjªÀvÀðPÀªÀ£ÀÄß C¼ÀªÀr¹ «zÀÄåvï ¸ÀA¥ÀPÀð ¤ÃqÀ®Ä CAzÁdÄ ¥ÀnÖ vÀAiÀiÁj¹ ªÀÄAdÆgÁwUÉ ¸À°è¹gÀÄvÉÛÃªÉ. | [9 empty] | ªÀÄvÀÄÛ EvÀgÀgÀÄ 0.02Q«Ä J¯ï n ªÀiÁUÀðªÀ£ÀÄß «¸ÀÛj¹ «zÀÄåvï ¸ÀA¥ÀPÀð ¤ÃqÀ®Ä CAzÁdÄ ¥ÀnÖ vÀAiÀiÁj¹ ªÀÄAdÆgÁwUÉ ¸À°è¹gÀÄvÉÛÃªÉ.
L¦ ¸ÁÜªÀgÀPÉÌ «zÀÄåvï ¸ÀA¥ÀPÀðªÀ£ÀÄß ¸ÀéAiÀÄA DyðPÀ ¤ªÀðºÀuÉ AiÉÆÃd£ÉAiÀÄ°è UÁæºÀPÀgÀÄ PÁªÀÄUÁjAiÀÄ£ÀÄß ¤ªÀð»¹PÉÆ¼ÀÄîvÁÛgÉ.

## Enhance 63 by 100 (hidden)
BANGLORE ELECTRICITY SUPPLY COMPANY LIMITED
Estimate no:-
Estimate for APS to 6KW LT2 installation(3nosX2kw) M.S.Building in favour of Sri.S.Nagaraj s/o S.Hanumanthappa(L) at Honnali town (Hirematha Near LIC office) in O&M-1 section Honnali sub divition.
Slno. | Particulars | Material code | Unit | Qty | Rate | Amount | LABOUR
[7 empty] | Rate | Amount
1 | 11kV/433V, 100 kVA, 3 Phase 50 Cys Distribution Transformer BEE - 5 Star Rated with Oil | 321439 | no. | 1 | 204320 | 204320 | 1151 | 1151
2 | LT Wiring kit | … | no. | 1 | 11870 | 11870 | 719 | 719 | 11870
9L | Loading/Unloading of 63kva Transformer |  | no. | 1 | 0 | 0 | 612 | 612 |  | 580
0 | Head carring of 63kva Transformer |  | no. | 1 | 0 | 0 | 696 | 696 |  | 420 |  |  |  | 1440
5 | misc materials/Labour charges |  |  |  |  | 10 |  | 22 |  |  |  | 150 |  | 21.6
6 | Total materials/Labour charges |  |  |  |  | 216200 |  | 3200
7 | Total Labour charges |  |  |  |  | 3200
8 | Locality Allowence at 20% on LC |  |  |  |  | 640
9 | Regular employees cost at 20% on LA+LC |  |  |  |  | 768
10 | Service Tax @ 18% on LC+LA |  |  |  |  | 691.2
11 | Contengency at @ 2% on material & Labour |  |  |  |  | 4388
| Total estimate cost. |  |  |  |  | 225887
Part-3 Decommissioning of Estimate
Slno. | Particulars | Material code | Unit | Qty | Rate | Amount
1 | Releasing of 63kva transformer | … | no. | 1 | 863x0.9 | 776.7
2 | misc materials/Labour charges |  |  |  |  | 13.3
3 | Total Labour charges |  |  |  |  | 790
4 | Locality Allowence at 20% on LC |  |  |  |  | 158
5 | Regular employees cost at 20% on LA+LC |  |  |  |  | 189.6
6 | Service Tax @ 18% on LC+LA |  |  |  |  | 170.64
7 | Contengency at @ 2% on material & Labour |  |  |  |  | 15.8
| Total estimate cost. |  |  |  |  | 1324
CREDIT:-
1 | Released 1x63 kva Transformer |  | no. | 1 | Released good
Make:-
Sl no:-
Data to be furnished by Accounts Staff
1 | Original value of the Asset |  | Rs
2 | written down value |  | Rs
3 | Depriciation earned |  | Rs
Certificate :- certified that I have personally inspected the spot and prepared this estimate using current SR for most safe and economical way of executing the work.
Work Order No:- Budjet Head :-
Date :- Rupees :-
(Rs in words)
AE(E) AEE(E) AO EE(E)
Certificate :- certified that I have personally inspected the spot and prepared this estimate using current SR for most safe and economical way of executing the work.
REPORT:- This estimate is prepared for Sum of rupees | [5 empty] | 227211
Estimate for APS to 6KW LT2 installation(3nosX2kw) M.S.Building in favour of Sri.S.Nagaraj s/o S.Hanumanthappa(L) at Honnali town (Hirematha Near LIC office) in O&M-1 section Honnali sub divition.
1. It is praposed to enhancement of 1x63kva by 1x100kva Transformer as shown in the sketch.
2. This praposed installation is comes under 1x63kva LT line of near LIC office DTC this DTC is having connected load of 60KW. Praposed load 6kw can't take this DTC so that 63kva DTC will be enhanced to 100kva as shown in the sketch. | [12 empty] | 23493
All necessory work materials with labour charges are made provition in this estimate. The work will carried out by SFS basis so pleze santion this estimate early.
¸ÀÜ¼À ¥Àj²Ã®£Á ªÀgÀ¢:-
J¸ï.£ÁUÀgÁeï ©£ï J¸ï ºÀ£ÀÄªÀÄAvÀ¥Àà EªÀgÀ 8 ¸ÀASÉå J¯ïn-2 ¸ÁÜªÀgÀ ªÀÄvÀÄÛ 2 ¸ÀASÉå J¯ïn-3 ¸ÁÜªÀgÀUÀ½UÉ 18 QªÁå ¸ÁÜªÀgÀUÀ½UÉ «zÀÄåvï ¸ÀA¥ÀPÀð ¥ÀqÉAiÀÄ®Ä CfðAiÀÄ£ÀÄß £ÉÆAzÁ¬Ä¹gÀÄvÁÛgÉ.F ¸ÁÜªÀgÀzÀ ¸ÀÜ¼À ¥Àj²Ã®£É ªÀiÁr F ¸ÁÜªÀgÀªÀÅ ºÉÆ£Áß½ ¥ÀlÖtzÀ »gÉÃªÀÄoÀ J¯ïL¹ D¦üûÃ¸ï ºÀwÛgÀ EgÀÄªÀ 1*63PÉ«J ¥ÀjªÀvÀðPÀzÀ J¯ï n ªÀiÁUÀðzÀ°è ªÁå¦ÛUÉ §gÀÄvÀÛzÉ. ¸ÀzÀj PÀlÖqÀ¸À «¹ÛÃtðªÀÅ ZÀ.«ÄÃlgï EgÀÄvÀÛzÉ. F PÀlÖqÀªÀÅ 500ZÀ.«ÄÃlgïVAvÀ eÁ¹Û 800ZÀ.«ÄÃlgïVAvÀ PÀrªÉÄ EgÀÄvÀÛzÉ. F PÀlÖqÀªÀÅ §ºÀÄ ªÀÄºÀr PÀlÖqÀzÀ ªÁå¦ÛUÉ §gÀÄvÀÛzÉ. ¸ÀzÀj PÀlÖqÀzÀ eÁUÀzÀ°è ¥ÀjªÀvÀðPÀ C¼ÀªÀr¸À®Ä ¸ÀÜ¼ÁªÀPÁ±À EgÀÄªÀÅ¢®è. J¯ïL¹ D¦üûÃ¸ï ºÀwÛgÀ EgÀÄªÀ 1*63PÉ«J ¥ÀjªÀvÀðPÀzÀ MvÀÛqÀªÀÅ 50QªÁå EgÀÄvÀÛzÉ. F ¥ÀjªÀvÀðPÀªÀ£ÀÄß 1*100PÉ«J UÉ ºÉZÀÄÑªÀj ªÀiÁr ¸ÀzÀjAiÀÄªÀjUÉ «zÀÄåvï ¸ÀgÀ§gÁdÄ ªÀiÁqÀ§ºÀÄzÁVgÀÄvÀÛzÉ. 63PÉ«J J¯ïL¹ D¦üûÃ¸ï ºÀwÛgÀ EgÀÄªÀ ¥ÀjªÀvÀðPÀzÀ MvÀÛqÀªÀÅ 68QªÁå UÀ¼ÁUÀÄvÀÛzÉ. F ¥ÀjªÀvÀðPÀªÀÅ ºÁ° EgÀÄªÀ 11PÉ« J¥sï-3 ºÉÆ£Áß½ ªÀiÁUÀð¢AzÀ «zÀÄåvï ¸ÀgÀ§gÁdÄ DUÀÄwÛgÀÄvÀÛzÉ. CAzÁdÄ ¥ÀnÖ vÀAiÀiÁj¹ ªÀÄAdÆgÁwUÉ ¸À°è¹gÀÄvÉÛÃªÉ. | [10 empty] | J¸ï.£ÁUÀgÁeï ©£ï J¸ï ºÀ£ÀÄªÀÄAvÀ¥Àà EªÀgÀ 8 ¸ÀASÉå J¯ïn-2 ¸ÁÜªÀgÀ ªÀÄvÀÄÛ 2 ¸ÀASÉå J¯ïn-3 ¸ÁÜªÀgÀUÀ½UÉ 18 QªÁå ¸ÁÜªÀgÀUÀ½UÉ «zÀÄåvï ¸ÀA¥ÀPÀð ¥ÀqÉAiÀÄ®Ä CfðAiÀÄ£ÀÄß £ÉÆAzÁ¬Ä¹gÀÄvÁÛgÉ.F ¸ÁÜªÀgÀzÀ ¸ÀÜ¼À ¥Àj²Ã®£É ªÀiÁr F ¸ÁÜªÀgÀªÀÅ ºÉÆ£Áß½ ¥ÀlÖtzÀ »gÉÃªÀÄoÀ J¯ïL¹ D¦üûÃ¸ï ºÀwÛgÀ EgÀÄªÀ 1*63PÉ«J ¥ÀjªÀvÀðPÀzÀ J¯ï n ªÀiÁUÀðzÀ°è ªÁå¦ÛUÉ §gÀÄvÀÛzÉ. ¸ÀzÀj PÀlÖqÀ¸À «¹ÛÃtðªÀÅ ZÀ.«ÄÃlgï EgÀÄvÀÛzÉ. F PÀlÖqÀªÀÅ 500ZÀ.«ÄÃlgïVAvÀ eÁ¹Û 800ZÀ.«ÄÃlgïVAvÀ PÀrªÉÄ EgÀÄvÀÛzÉ. F PÀlÖqÀªÀÅ §ºÀÄ ªÀÄºÀr PÀlÖqÀzÀ ªÁå¦ÛUÉ §gÀÄvÀÛzÉ. ¸ÀzÀj PÀlÖqÀzÀ eÁUÀzÀ°è ¥ÀjªÀvÀðPÀ C¼ÀªÀr¸À®Ä ¸ÀÜ¼ÁªÀPÁ±À EgÀÄªÀÅ¢®è. J¯ïL¹ D¦üûÃ¸ï ºÀwÛgÀ EgÀÄªÀ 1*63PÉ«J ¥ÀjªÀvÀðPÀzÀ MvÀÛqÀªÀÅ 50QªÁå EgÀÄvÀÛzÉ. F ¥ÀjªÀvÀðPÀªÀ£ÀÄß 1*100PÉ«J UÉ ºÉZÀÄÑªÀj ªÀiÁr ¸ÀzÀjAiÀÄªÀjUÉ «zÀÄåvï ¸ÀgÀ§gÁdÄ ªÀiÁqÀ§ºÀÄzÁVgÀÄvÀÛzÉ. 63PÉ«J J¯ïL¹ D¦üûÃ¸ï ºÀwÛgÀ EgÀÄªÀ ¥ÀjªÀvÀðPÀzÀ MvÀÛqÀªÀÅ 68QªÁå UÀ¼ÁUÀÄvÀÛzÉ. F ¥ÀjªÀvÀðPÀªÀÅ ºÁ° EgÀÄªÀ 11PÉ« J¥sï-3 ºÉÆ£Áß½ ªÀiÁUÀð¢AzÀ «zÀÄåvï ¸ÀgÀ§gÁdÄ DUÀÄwÛgÀÄvÀÛzÉ. CAzÁdÄ ¥ÀnÖ vÀAiÀiÁj¹ ªÀÄAdÆgÁwUÉ ¸À°è¹gÀÄvÉÛÃªÉ. |  |  |  | 1857

## Sheet1 (hidden)
GP | GP CODE | VILLAGE | LIGHTING | IP | STATION | AGREE FEEDER | NJY FEEDER | GP CODE | HOBLI CODE | HOBLI | SECTION | ZONE | CIRCLE | DIS CODE | DIVISION | SUB DIVISION | TQ CODE | SECTION
HONNALI TOWN |  | HONNALI | HL | HIP | HONNALI_66 | F02-BALLESWARA | F03-HONNALI |  |  |  | HONNALI OMU 1 | CTZ | DAVANAGERE | 14 | HARHARA | HONNALI | 5 | HONNALI OMU 1 | HONNALI
ARAKERE | 35 | ARAKERE | AL | AIP | HONNALI_66 | F01-ARAKERE | F11-HIREGONIGERE | 35 | 8 | KASABA | HONNALI OMU 1 | CTZ | DAVANAGERE | 14 | HARHARA | HONNALI | 5 | HONNALI OMU 1 | ARAKERE
ARAKERE | 35 | NARASAGONDANAHALLI | NGL | NGIP | HONNALI_66 | F01-ARAKERE | F11-HIREGONIGERE | 35 | 8 | KASABA | HONNALI OMU 1 | CTZ | DAVANAGERE | 14 | HARHARA | HONNALI | 5 | HONNALI OMU 1 | NARASAGONDANAHALLI
BELIMALLUR | 23 | BELIMALLURU | BML | BMIP | HONNALI_66 | F09-BELIMALLUR | F11-HIREGONIGERE | 23 | 8 | KASABA | HONNALI OMU 1 | CTZ | DAVANAGERE | 14 | HARHARA | HONNALI | 5 | HONNALI OMU 1 | BELIMALLURU
BELIMALLUR | 23 | KOTEMALLURU | KTML | KTMIP | HONNALI_66 | F09-BELIMALLUR | F11-HIREGONIGERE | 23 | 8 | KASABA | HONNALI OMU 1 | CTZ | DAVANAGERE | 14 | HARHARA | HONNALI | 5 | HONNALI OMU 1 | KOTEMALLURU
BELIMALLUR | 23 | KOTEMALLURU THANDA | KTMTL | KTMTIP | HONNALI_66 | F09-BELIMALLUR | F11-HIREGONIGERE | 23 | 8 | KASABA | HONNALI OMU 1 | CTZ | DAVANAGERE | 14 | HARHARA | HONNALI | 5 | HONNALI OMU 1 | KOTEMALLURU THANDA
HIREGONIGERE | 37 | HIREGONIGERE | HGGL | HGGIP | HONNALI_66 | F10-VADDARAHATTI | F11-HIREGONIGERE | 37 | 8 | KASABA | HONNALI OMU 1 | CTZ | DAVANAGERE | 14 | HARHARA | HONNALI | 5 | HONNALI OMU 1 | HIREGONIGERE
HIREGONIGERE | 37 | KONANATHALE | KTL | KTIP | HONNALI_66 | F10-VADDARAHATTI | F11-HIREGONIGERE | 37 | 8 | KASABA | HONNALI OMU 1 | CTZ | DAVANAGERE | 14 | HARHARA | HONNALI | 5 | HONNALI OMU 1 | KONANATHALE
HIREGONIGERE | 37 | HARAGANAHALLI | HRGL | HRGIP | HONNALI_66 | F10-VADDARAHATTI | F11-HIREGONIGERE | 37 | 8 | KASABA | HONNALI OMU 1 | CTZ | DAVANAGERE | 14 | HARHARA | HONNALI | 5 | HONNALI OMU 1 | HARAGANAHALLI
HIREGONIGERE | 37 | CHIKKAGONIGERE | CKGL | CKGIP | HONNALI_66 | F10-VADDARAHATTI | F11-HIREGONIGERE | 37 | 8 | KASABA | HONNALI OMU 1 | CTZ | DAVANAGERE | 14 | HARHARA | HONNALI | 5 | HONNALI OMU 1 | CHIKKAGONIGERE
HIREGONIGERE | 37 | HONNUR VADDARAHATTI | HVL | HVIP | HONNALI_66 | F10-VADDARAHATTI | F11-HIREGONIGERE | 37 | 8 | KASABA | HONNALI OMU 1 | CTZ | DAVANAGERE | 14 | HARHARA | HONNALI | 5 | HONNALI OMU 1 | HONNUR VADDARAHATTI
MASADI | 26 | MASADI | MSL | MSIP | HONNALI_66 | F08-TUNGABHADRA | F11-HIREGONIGERE | 26 | 8 | KASABA | HONNALI OMU 1 | CTZ | DAVANAGERE | 14 | HARHARA | HONNALI | 5 | HONNALI OMU 1 | MASADI
MASADI | 26 | TAKKANAHALLI | TKL | TKIP | HONNALLI_220 | F02-TARAGANAHALLI | F11-TAKKANAHALLI NJY | 26 | 8 | KASABA | HONNALI OMU 1 | CTZ | DAVANAGERE | 14 | HARHARA | HONNALI | 5 | HONNALI OMU 1 | TAKKANAHALLI
MASADI | 26 | DEVARAHONNALI | DEHL | DEHIP | HONNALLI_220 | F02-TARAGANAHALLI | F11-TAKKANAHALLI NJY | 26 | 8 | KASABA | HONNALI OMU 1 | CTZ | DAVANAGERE | 14 | HARHARA | HONNALI | 5 | HONNALI OMU 1 | DEVARAHONNALI
MASADI | 26 | GOLLARAHALLI | GHL | GHIP | HONNALI_66 | F08-TUNGABHADRA | F07-GOLLARAHALLI | 26 | 8 | KASABA | HONNALI OMU 1 | CTZ | DAVANAGERE | 14 | HARHARA | HONNALI | 5 | HONNALI OMU 1 | GOLLARAHALLI
MASADI | 26 | HOSADEVARAHONNALI | NDEHL | NDEHIP | HONNALLI_220 | F02-TARAGANAHALLI | F11-TAKKANAHALLI NJY | 26 | 8 | KASABA | HONNALI OMU 1 | CTZ | DAVANAGERE | 14 | HARHARA | HONNALI | 5 | HONNALI OMU 1 | HOSADEVARAHONNALI
KAMMARAGATTE | 6 | KAMMARAGATTE | KGL | KGIP | HONNALLI_220 | F01-KAMMARGATTE | F11-TAKKANAHALLI NJY | 6 | 10 | GOVINAKOVI-2 | HONNALI OMU 1 | CTZ | DAVANAGERE | 14 | HARHARA | HONNALI | 5 | HONNALI OMU 1 | KAMMARAGATTE
KAMMARAGATTE | 6 | GANTYAPURA | GTL | GTIP | HONNALLI_220 | F01-KAMMARGATTE | F11-TAKKANAHALLI NJY | 6 | 10 | GOVINAKOVI-2 | HONNALI OMU 1 | CTZ | DAVANAGERE | 14 | HARHARA | HONNALI | 5 | HONNALI OMU 1 | GANTYAPURA
KAMMARAGATTE | 6 | HUNASEHALLI | HNSL | HNSIP | HONNALLI_220 | F01-KAMMARGATTE | F11-TAKKANAHALLI NJY | 6 | 10 | GOVINAKOVI-2 | HONNALI OMU 1 | CTZ | DAVANAGERE | 14 | HARHARA | HONNALI | 5 | HONNALI OMU 1 | HUNASEHALLI
KAMMARAGATTE | 6 | BASAVAPURA | BSPL | BSPIP | HONNALLI_220 | F09-BASAVAPURA | F11-TAKKANAHALLI NJY | 6 | 10 | GOVINAKOVI-2 | HONNALI OMU 1 | CTZ | DAVANAGERE | 14 | HARHARA | HONNALI | 5 | HONNALI OMU 1 | BASAVAPURA
THIMLAPURA | 26 | SINGATAGERE | SGL | SGIP | HONNALLI_220 | F04-SINGATAGERE IP | F02-THIMLAPURA NJY | 3 | 7 | SASVEHALLI-2 | HONNALI OMU 1 | CTZ | DAVANAGERE | 14 | HARHARA | HONNALI | 5 | HONNALI OMU 1 | SINGATAGERE
THIMLAPURA | 26 | TARAGANAHALLI | TGL | TGIP | HONNALLI_220 | F02-TARAGANAHALLI | F02-THIMLAPURA NJY | 3 | 7 | SASVEHALLI-2 | HONNALI OMU 1 | CTZ | DAVANAGERE | 14 | HARHARA | HONNALI | 5 | HONNALI OMU 1 | TARAGANAHALLI
ARABHAGATTE | 36 | SUNKADAKATTE | SKL | SKIP | HONNALLI_220 | F08-ARABAGATTE | F04-GOVINAKOVI | 36 | 8 | KASABA | HONNALI OMU 2 | CTZ | DAVANAGERE | 14 | HARHARA | HONNALI | 5 | HONNALI OMU 2 | SUNKADAKATTE
ARABHAGATTE | 36 | ARABHAGATTE | AGL | AGIP | HONNALLI_220 | F08-ARABAGATTE | F04-GOVINAKOVI | 36 | 8 | KASABA | HONNALI OMU 2 | CTZ | DAVANAGERE | 14 | HARHARA | HONNALI | 5 | HONNALI OMU 2 | ARABHAGATTE
SORATURU | 34 | SORATURU | SRL | SRIP | KATTIGE_66 | F03-SORTUR | F11-H KADADAKATTE NJY | 34 | 8 | KASABA | HONNALI OMU 2 | CTZ | DAVANAGERE | 14 | HARHARA | HONNALI | 5 | HONNALI OMU 2 | SORATURU
SORATURU | 34 | THUGGALAHAALI | THL | THIP | KATTIGE_66 | F03-SORTUR | F11-H KADADAKATTE NJY | 34 | 8 | KASABA | HONNALI OMU 2 | CTZ | DAVANAGERE | 14 | HARHARA | HONNALI | 5 | HONNALI OMU 2 | THUGGALAHAALI
H KADADAKATTE | 44 | H KADADAKATTE | HKL | HKIP | KATTIGE_66 | F05-MARIKOPPA | F11-H KADADAKATTE NJY | 44 | 10 | GOVINAKOVI-2 | HONNALI OMU 2 | CTZ | DAVANAGERE | 14 | HARHARA | HONNALI | 5 | HONNALI OMU 2 | H KADADAKATTE
H KADADAKATTE | 44 | HOLEMADAPURA | HMPL | HMPIP | HONNALLI_220 | F10-HOLEMADAPURA | F11-TAKKANAHALLI NJY | 44 | 10 | GOVINAKOVI-2 | HONNALI OMU 2 | CTZ | DAVANAGERE | 14 | HARHARA | HONNALI | 5 | HONNALI OMU 2 | HOLEMADAPURA
H KADADAKATTE | 44 | DEVANAYKANAHALLI | HL | HIP | HONNALI_66 | F02-BALLESWARA | F03-HONNALI | 44 | 10 | GOVINAKOVI-2 | HONNALI OMU 1 | CTZ | DAVANAGERE | 14 | HARHARA | HONNALI |  | HONNALI OMU 1 | DEVANAYKANAHALLI
H KADADAKATTE | 44 | BIDARAGADDE | BGL | BGIP | HONNALLI_220 | F10-HOLEMADAPURA | F04-GOVINAKOVI | 44 | 10 | GOVINAKOVI-2 | HONNALI OMU 2 | CTZ | DAVANAGERE | 14 | HARHARA | HONNALI | 5 | HONNALI OMU 2 | BIDARAGADDE
BASAVANAHALLI | 20 | BASAVANAHALLI | BHL | BHIP | HONNALLI_220 | F08-ARABAGATTE | F04-GOVINAKOVI | 20 | 11 | GOVINAKOVI-1 | HONNALI OMU 2 | CTZ | DAVANAGERE | 14 | HARHARA | HONNALI | 5 | HONNALI OMU 2 | BASAVANAHALLI
HATTURU | 47 | HATTURU | HHL | HHIP | KATTIGE_66 | F04-HATTUR AGRI | F12-S MALLAPURA NJY | 47 | 8 | KASABA | HONNALI OMU 2 | CTZ | DAVANAGERE | 14 | HARHARA | HONNALI | 5 | HONNALI OMU 2 | HATTURU
HATTURU | 47 | MARIKOPPA | ML | MIP | KATTIGE_66 | F05-MARIKOPPA | F11-H KADADAKATTE NJY | 47 | 8 | KASABA | HONNALI OMU 2 | CTZ | DAVANAGERE | 14 | HARHARA | HONNALI | 5 | HONNALI OMU 2 | MARIKOPPA
HATTURU | 47 | CHIKKERAHALLI | CKL | CKIP | KATTIGE_66 | F04-HATTUR AGRI | F12-S MALLAPURA NJY | 47 | 8 | KASABA | HONNALI OMU 2 | CTZ | DAVANAGERE | 14 | HARHARA | HONNALI | 5 | HONNALI OMU 2 | CHIKKERAHALLI
HATTURU | 47 | DODDERAHALLI | DHL | DHIP | KATTIGE_66 | F04-HATTUR AGRI | F12-S MALLAPURA NJY | 47 | 8 | KASABA | HONNALI OMU 2 | CTZ | DAVANAGERE | 14 | HARHARA | HONNALI | 5 | HONNALI OMU 2 | DODDERAHALLI
H GOPAGONDANAHALLI | 43 | H GOPAGONDANAHALLI | GGL | GGIP | KATTIGE_66 | F04-HATTUR AGRI | F12-S MALLAPURA NJY | 43 | 10 | GOVINAKOVI-2 | HONNALI OMU 2 | CTZ | DAVANAGERE | 14 | HARHARA | HONNALI | 5 | HONNALI OMU 2 | H GOPAGONDANAHALLI
H GOPAGONDANAHALLI | 43 | S MALLAPURA | SML | SMIP | KATTIGE_66 | F04-HATTUR AGRI | F12-S MALLAPURA NJY | 43 | 10 | GOVINAKOVI-2 | HONNALI OMU 2 | CTZ | DAVANAGERE | 14 | HARHARA | HONNALI | 5 | HONNALI OMU 2 | S MALLAPURA
H GOPAGONDANAHALLI | 43 | HOSAKATTE | HSKL | HSKIP | KATTIGE_66 | F04-HATTUR AGRI | F12-S MALLAPURA NJY | 43 | 10 | GOVINAKOVI-2 | HONNALI OMU 2 | CTZ | DAVANAGERE | 14 | HARHARA | HONNALI | 5 | HONNALI OMU 2 | HOSAKATTE
H GOPAGONDANAHALLI | 43 | BALAMURI | BRL | BRIP | KATTIGE_66 | F04-HATTUR AGRI | F12-S MALLAPURA NJY | 43 | 10 | GOVINAKOVI-2 | HONNALI OMU 2 | CTZ | DAVANAGERE | 14 | HARHARA | HONNALI | 5 | HONNALI OMU 2 | BALAMURI
HANUMASAGARA | 39 | HANUMASAGARA | HMSL | HMSIP | HONNALI_66 | F02-BALLESWARA | F06-HANUMASAGARA | 39 | 10 | GOVINAKOVI-2 | HONNALI OMU 2 | CTZ | DAVANAGERE | 14 | HARHARA | HONNALI | 5 | HONNALI OMU 2 | HANUMASAGARA
HANUMASAGARA | 39 | HOLEHARALAHALLI | HHRL | HHRIP | HONNALI_66 | F02-BALLESWARA | F06-HANUMASAGARA | 39 | 10 | GOVINAKOVI-2 | HONNALI OMU 2 | CTZ | DAVANAGERE | 14 | HARHARA | HONNALI | 5 | HONNALI OMU 2 | HOLEHARALAHALLI
HANUMASAGARA | 39 | KONAYAKANAHALLI | KYL | KYIP | HONNALI_66 | F02-BALLESWARA | F06-HANUMASAGARA | 39 | 10 | GOVINAKOVI-2 | HONNALI OMU 2 | CTZ | DAVANAGERE | 14 | HARHARA | HONNALI | 5 | HONNALI OMU 2 | KONAYAKANAHALLI
HANUMASAGARA | 39 | BALLESHWARA | BSL | BSIP | HONNALI_66 | F02-BALLESWARA | F06-HANUMASAGARA | 39 | 10 | GOVINAKOVI-2 | HONNALI OMU 2 | CTZ | DAVANAGERE | 14 | HARHARA | HONNALI | 5 | HONNALI OMU 2 | BALLESHWARA
HARALAHALLI | 21 | HARALAHALLI | HRL | HRIP | HONNALLI_220 | F03-HARALAHALLI | F04-GOVINAKOVI | 38 | 10 | GOVINAKOVI-2 | HONNALI OMU 2 | CTZ | DAVANAGERE | 14 | HARHARA | HONNALI | 5 | HONNALI OMU 2 | HARALAHALLI
HARALAHALLI | 21 | DIDAGURU | DGL | DGIP | HONNALLI_220 | F03-HARALAHALLI | F04-GOVINAKOVI | 38 | 10 | GOVINAKOVI-2 | HONNALI OMU 2 | CTZ | DAVANAGERE | 14 | HARHARA | HONNALI | 5 | HONNALI OMU 2 | DIDAGURU
KUNDURU | 14 | KUNDURU | KNL | KNIP | KUNDUR_66 | F06-KUNDUR IP | F07-KULAMBI NJY | 8 | 7 | SASVEHALLI-2 | KUNDURU OMU | CTZ | DAVANAGERE | 14 | HARHARA | HONNALI | 5 | KUNDURU OMU | KUNDURU
THIMLAPURA | 26 | THIMLAPURA | TPL | TPIP | KUNDUR_66 | F01-HANUMANAHALLI IP | F02-THIMLAPURA NJY | 3 | 7 | SASVEHALLI-2 | KUNDURU OMU | CTZ | DAVANAGERE | 14 | HARHARA | HONNALI | 5 | KUNDURU OMU | THIMLAPURA
THIMLAPURA | 26 | HANUMANAHALLI M | HMNL | HMNIP | KUNDUR_66 | F01-HANUMANAHALLI IP | F02-THIMLAPURA NJY | 3 | 7 | SASVEHALLI-2 | KUNDURU OMU | CTZ | DAVANAGERE | 14 | HARHARA | HONNALI | 5 | KUNDURU OMU | HANUMANAHALLI M
THIMLAPURA | 26 | BEVINAHALLI | BVNL | BVNIP | KUNDUR_66 | F03-NERALAGUNDI IP | F02-THIMLAPURA NJY | 3 | 7 | SASVEHALLI-2 | KUNDURU OMU | CTZ | DAVANAGERE | 14 | HARHARA | HONNALI | 5 | KUNDURU OMU | BEVINAHALLI
THIMLAPURA | 26 | NERALAGUNDI | NRL | NRIP | KUNDUR_66 | F03-NERALAGUNDI IP | F02-THIMLAPURA NJY | 3 | 7 | SASVEHALLI-2 | KUNDURU OMU | CTZ | DAVANAGERE | 14 | HARHARA | HONNALI | 5 | KUNDURU OMU | NERALAGUNDI
YAKKANAHALLI | 1 | YAKKANAHALLI | YKL | YKIP | KUNDUR_66 | F11-YAKKANAHALLI IP | F02-THIMLAPURA NJY | 1 | 7 | SASVEHALLI-2 | KUNDURU OMU | CTZ | DAVANAGERE | 14 | HARHARA | HONNALI | 5 | KUNDURU OMU | YAKKANAHALLI
YAKKANAHALLI | 1 | YAREHALLI | YRL | YRIP | KUNDUR_66 | F11-YAKKANAHALLI IP | F02-THIMLAPURA NJY | 1 | 7 | SASVEHALLI-2 | KUNDURU OMU | CTZ | DAVANAGERE | 14 | HARHARA | HONNALI | 5 | KUNDURU OMU | YAREHALLI
YAKKANAHALLI | 1 | CHIKKAHALIVANA | CKHL | CKHIP | KUNDUR_66 | F11-YAKKANAHALLI IP | F02-THIMLAPURA NJY | 1 | 7 | SASVEHALLI-2 | KUNDURU OMU | CTZ | DAVANAGERE | 14 | HARHARA | HONNALI | 5 | KUNDURU OMU | CHIKKAHALIVANA
KUMBALURU | 2 | KUMBALURU | KML | KMIP | KUNDUR_66 | F09-NELAHONNE IP | F07-KULAMBI NJY | 9 | 7 | SASVEHALLI-2 | KUNDURU OMU | CTZ | DAVANAGERE | 14 | HARHARA | HONNALI | 5 | KUNDURU OMU | KUMBALURU
KUMBALURU | 2 | NELAHONNE | NHL | NHIP | KUNDUR_66 | F09-NELAHONNE IP | F07-KULAMBI NJY | 9 | 7 | SASVEHALLI-2 | KUNDURU OMU | CTZ | DAVANAGERE | 14 | HARHARA | HONNALI | 5 | KUNDURU OMU | NELAHONNE
KUMBALURU | 2 | NELAHONNE CAMP | NACL | NACIP | KUNDUR_66 | F09-NELAHONNE IP | F07-KULAMBI NJY | 9 | 7 | SASVEHALLI-2 | KUNDURU OMU | CTZ | DAVANAGERE | 14 | HARHARA | HONNALI | 5 | KUNDURU OMU | NELAHONNE CAMP
KULAMBI | 10 | KULAMBI | KBL | KBIP | KUNDUR_66 | F06-KUNDUR IP | F07-KULAMBI NJY | 10 | 7 | SASVEHALLI-2 | KUNDURU OMU | CTZ | DAVANAGERE | 14 | HARHARA | HONNALI | 5 | KUNDURU OMU | KULAMBI
MUKTHENAHALLI | 27 | MUKTHENAHALLI | MKL | MKIP | KUNDUR_66 | F10-MUKTHENAHALLI IP | F07-KULAMBI NJY | 27 | 7 | SASVEHALLI-2 | KUNDURU OMU | CTZ | DAVANAGERE | 14 | HARHARA | HONNALI | 5 | KUNDURU OMU | MUKTHENAHALLI
MUKTHENAHALLI | 27 | KENGALAHALLI | KEL | KEIP | KUNDUR_66 | F10-MUKTHENAHALLI IP | F07-KULAMBI NJY | 27 | 7 | SASVEHALLI-2 | KUNDURU OMU | CTZ | DAVANAGERE | 14 | HARHARA | HONNALI | 5 | KUNDURU OMU | KENGALAHALLI
MUKTHENAHALLI | 27 | THIMMENAHALLI | TML | TMIP | KUNDUR_66 | F10-MUKTHENAHALLI IP | F07-KULAMBI NJY | 27 | 7 | SASVEHALLI-2 | KUNDURU OMU | CTZ | DAVANAGERE | 14 | HARHARA | HONNALI | 5 | KUNDURU OMU | THIMMENAHALLI
BANNIKODU | 21 | BANNIKODU | BKL | BKIP | KUNDUR_66 | F08-BANNIKODU IP | F02-THIMLAPURA NJY | 21 | 7 | SASVEHALLI-2 | KUNDURU OMU | CTZ | DAVANAGERE | 14 | HARHARA | HONNALI | 5 | KUNDURU OMU | BANNIKODU
BANNIKODU | 21 | YARECHIKKANAHALLI | YCL | YCIP | KUNDUR_66 | F08-BANNIKODU IP | F02-THIMLAPURA NJY | 21 | 7 | SASVEHALLI-2 | KUNDURU OMU | CTZ | DAVANAGERE | 14 | HARHARA | HONNALI | 5 | KUNDURU OMU | YARECHIKKANAHALLI
KYASINAKERE | 12 | KYASINAKERE | KSL | KSIP | SASUVEHALLI_66 | F02-KYSINKERE | F05-KULAGATTE NJY | 12 | 9 | SASVEHALLI-1 | KYASINAKERE | CTZ | DAVANAGERE | 14 | HARHARA | HONNALI | 5 | KYASINAKERE | KYASINAKERE
KYASINAKERE | 12 | CHANNENAHALLI | CNL | CNIP | SASUVEHALLI_66 | F02-KYSINKERE | F05-KULAGATTE NJY | 12 | 9 | SASVEHALLI-1 | KYASINAKERE | CTZ | DAVANAGERE | 14 | HARHARA | HONNALI | 5 | KYASINAKERE | CHANNENAHALLI
KYASINAKERE | 12 | BYRANAHALLI | BYL | BYIP | SASUVEHALLI_66 | F02-KYSINKERE | F05-KULAGATTE NJY | 12 | 9 | SASVEHALLI-1 | KYASINAKERE | CTZ | DAVANAGERE | 14 | HARHARA | HONNALI | 5 | KYASINAKERE | BYRANAHALLI
HUNASAGATTA | 46 | HUNASAGATTA | HGL | HGIP | SASUVEHALLI_66 | F07-TYAGADAKATTE IP | F10-HANAGAVADI NJY | 46 | 9 | SASVEHALLI-1 | KYASINAKERE | CTZ | DAVANAGERE | 14 | HARHARA | HONNALI | 5 | KYASINAKERE | HUNASAGATTA
HUNASAGATTA | 46 | CHANNAMUMBAPURA | CML | CMIP | SASUVEHALLI_66 | F07-TYAGADAKATTE IP | F10-HANAGAVADI NJY | 46 | 9 | SASVEHALLI-1 | KYASINAKERE | CTZ | DAVANAGERE | 14 | HARHARA | HONNALI | 5 | KYASINAKERE | CHANNAMUMBAPURA
HUNASAGATTA | 46 | THYAGADAKATTE | TYL | TYIP | SASUVEHALLI_66 | F07-TYAGADAKATTE IP | F10-HANAGAVADI NJY | 46 | 9 | SASVEHALLI-1 | KYASINAKERE | CTZ | DAVANAGERE | 14 | HARHARA | HONNALI | 5 | KYASINAKERE | THYAGADAKATTE
HUNASAGATTA | 46 | KARADI CAMP | KRDL | KRDIP | SASUVEHALLI_66 | F07-TYAGADAKATTE IP | F10-HANAGAVADI NJY | 46 | 9 | SASVEHALLI-1 | KYASINAKERE | CTZ | DAVANAGERE | 14 | HARHARA | HONNALI | 5 | KYASINAKERE | KARADI CAMP
HUNASAGATTA | 46 | HATTIHAL | HTL | HTIP | SASUVEHALLI_66 | F07-TYAGADAKATTE IP | F10-HANAGAVADI NJY | 46 | 9 | SASVEHALLI-1 | KYASINAKERE | CTZ | DAVANAGERE | 14 | HARHARA | HONNALI | 5 | KYASINAKERE | HATTIHAL
HUNASAGATTA | 46 | CHEELAPURA | CPL | CPIP | SASUVEHALLI_66 | F07-TYAGADAKATTE IP | F10-HANAGAVADI NJY | 46 | 9 | SASVEHALLI-1 | KYASINAKERE | CTZ | DAVANAGERE | 14 | HARHARA | HONNALI | 5 | KYASINAKERE | CHEELAPURA
LINGAPURA | 28 | LINGAPURA | LGL | LGIP | SASUVEHALLI_66 | F03-LINGAPURA | F10-HANAGAVADI NJY | 28 | 9 | SASVEHALLI-1 | KYASINAKERE | CTZ | DAVANAGERE | 14 | HARHARA | HONNALI | 5 | KYASINAKERE | LINGAPURA
LINGAPURA | 28 | HANAGAVADI | HDL | HDIP | SASUVEHALLI_66 | F03-LINGAPURA | F10-HANAGAVADI NJY | 28 | 9 | SASVEHALLI-1 | KYASINAKERE | CTZ | DAVANAGERE | 14 | HARHARA | HONNALI | 5 | KYASINAKERE | HANAGAVADI
KULAGATTE | 11 | KULAGATTE | KL | KLIP | SASUVEHALLI_66 | F01-CHANNENAHALLI AGRI | F05-KULAGATTE NJY | 11 | 9 | SASVEHALLI-1 | KYASINAKERE | CTZ | DAVANAGERE | 14 | HARHARA | HONNALI | 5 | KYASINAKERE | KULAGATTE
KULAGATTE | 11 | HANUMANAHALLI | HNL | HNIP | SASUVEHALLI_66 | F01-CHANNENAHALLI AGRI | F05-KULAGATTE NJY | 11 | 9 | SASVEHALLI-1 | KYASINAKERE | CTZ | DAVANAGERE | 14 | HARHARA | HONNALI | 5 | KYASINAKERE | HANUMANAHALLI
SASVEHALLI | 32 | SASVEHALLI | SHL | SHIP | SASUVEHALLI_66 | F01-CHANNENAHALLI AGRI | F08-SASUVEHALLI | 32 | 9 | SASVEHALLI-1 | SASVEHALLI OMU | CTZ | DAVANAGERE | 14 | HARHARA | HONNALI | 5 | SASVEHALLI OMU | SASVEHALLI
SASVEHALLI | 32 | MAVINAKOTE | MVL | MVIP | SASUVEHALLI_66 | F01-CHANNENAHALLI AGRI | F08-SASUVEHALLI | 32 | 9 | SASVEHALLI-1 | SASVEHALLI OMU | CTZ | DAVANAGERE | 14 | HARHARA | HONNALI | 5 | SASVEHALLI OMU | MAVINAKOTE
SASVEHALLI | 32 | INOORU | IL | ILIP | SASUVEHALLI_66 | F04-RAMPURA | F08-SASUVEHALLI | 32 | 9 | SASVEHALLI-1 | SASVEHALLI OMU | CTZ | DAVANAGERE | 14 | HARHARA | HONNALI | 5 | SASVEHALLI OMU | INOORU
BENAKANAHALLI | 17 | BENAKANAHALLI | BL | BLIP | SASUVEHALLI_66 | F12-BENAKANAHALLI AGRI | F09-CHIKKABASURU THANDA NJY | 22 | 9 | SASVEHALLI-1 | SASVEHALLI OMU | CTZ | DAVANAGERE | 14 | HARHARA | HONNALI | 5 | SASVEHALLI OMU | BENAKANAHALLI
BENAKANAHALLI | 17 | CHIKKABASURU | CBL | CBIP | SASUVEHALLI_66 | F12-BENAKANAHALLI AGRI | F09-CHIKKABASURU THANDA NJY | 22 | 9 | SASVEHALLI-1 | SASVEHALLI OMU | CTZ | DAVANAGERE | 14 | HARHARA | HONNALI | 5 | SASVEHALLI OMU | CHIKKABASURU
BENAKANAHALLI | 17 | CHIKKABASURU THANDA | CBL | CBIP | SASUVEHALLI_66 | F12-BENAKANAHALLI AGRI | F09-CHIKKABASURU THANDA NJY | 22 | 9 | SASVEHALLI-1 | SASVEHALLI OMU | CTZ | DAVANAGERE | 14 | HARHARA | HONNALI | 5 | SASVEHALLI OMU | CHIKKABASURU THANDA
BEERAGONDANAHALLI | 4 | BEERAGONDANAHALLI | BRGL | BRGIP | SASUVEHALLI_66 | F13-HIREBASURU AGRI | F09-CHIKKABASURU THANDA NJY | 4 | 9 | SASVEHALLI-1 | SASVEHALLI OMU | CTZ | DAVANAGERE | 14 | HARHARA | HONNALI | 5 | SASVEHALLI OMU | BEERAGONDANAHALLI
BEERAGONDANAHALLI | 4 | UJANIPURA | UJL | UJIP | SASUVEHALLI_66 | F13-HIREBASURU AGRI | F09-CHIKKABASURU THANDA NJY | 4 | 9 | SASVEHALLI-1 | SASVEHALLI OMU | CTZ | DAVANAGERE | 14 | HARHARA | HONNALI | 5 | SASVEHALLI OMU | UJANIPURA
BEERAGONDANAHALLI | 4 | HIREBASURU | HBL | HBIP | SASUVEHALLI_66 | F13-HIREBASURU AGRI | F09-CHIKKABASURU THANDA NJY | 4 | 9 | SASVEHALLI-1 | SASVEHALLI OMU | CTZ | DAVANAGERE | 14 | HARHARA | HONNALI | 5 | SASVEHALLI OMU | HIREBASURU
BEERAGONDANAHALLI | 4 | SADASHIVAPURA | SDL | SDIP | SASUVEHALLI_66 | F13-HIREBASURU AGRI | F09-CHIKKABASURU THANDA NJY | 4 | 9 | SASVEHALLI-1 | SASVEHALLI OMU | CTZ | DAVANAGERE | 14 | HARHARA | HONNALI | 5 | SASVEHALLI OMU | SADASHIVAPURA
RAMPURA | 33 | RAMPURA | RML | RMIP | SASUVEHALLI_66 | F04-RAMPURA | F08-SASUVEHALLI | 18 | 9 | SASVEHALLI-1 | SASVEHALLI OMU | CTZ | DAVANAGERE | 14 | HARHARA | HONNALI | 5 | SASVEHALLI OMU | RAMPURA
RAMPURA | 33 | HOTYAPURA | HTL | HTIP | SASUVEHALLI_66 | F11-HOTYAPURA AGRI | F08-SASUVEHALLI | 18 | 9 | SASVEHALLI-1 | SASVEHALLI OMU | CTZ | DAVANAGERE | 14 | HARHARA | HONNALI | 5 | SASVEHALLI OMU | HOTYAPURA
RAGIHOSALLI | 45 | RAGIHOSALLI | RL | RLIP | SASUVEHALLI_66 | F06-BAGEWADI | F10-HANAGAVADI NJY | 45 | 9 | SASVEHALLI-1 | SASVEHALLI OMU | CTZ | DAVANAGERE | 14 | HARHARA | HONNALI | 5 | SASVEHALLI OMU | RAGIHOSALLI
RAGIHOSALLI | 45 | BAGEVADI | BVL | BVIP | SASUVEHALLI_66 | F06-BAGEWADI | F10-HANAGAVADI NJY | 45 | 9 | SASVEHALLI-1 | SASVEHALLI OMU | CTZ | DAVANAGERE | 14 | HARHARA | HONNALI | 5 | SASVEHALLI OMU | BAGEVADI
RAGIHOSALLI | 45 | APPURAO CAMP | APL | APIP | SASUVEHALLI_66 | F06-BAGEWADI | F10-HANAGAVADI NJY | 45 | 9 | SASVEHALLI-1 | SASVEHALLI OMU | CTZ | DAVANAGERE | 14 | HARHARA | HONNALI | 5 | SASVEHALLI OMU | APPURAO CAMP